## Formulae and Materials
|  | Heat Loss (Across Pipe Wall) | Units |  |  | Link | Thermal Conductivity (λ) @ 25 °C | I.D (mm) | O.D (mm) | Wall thickness (mm)
Q | = | Heat flowrate | W | J/s | PEEK 1/16 | http://www.goodfellow.com/A/Polyetheretherketone.html | 0.25 | 0.75 | 1.5875 | 0.8375
k | = | Overall heat transfer coefficient | W/m2.K |  | PEEK 1/32 |  | 0.25 | 0.5 | 0.7938 | 0.2938
A | = | Surface area (2 x pi x r x L) | m^2 |  | FEP (1/16) | http://www.goodfellow.com/E/Fluorinated-Ethylene-Propylene-Copolymer.html | 0.19-0.24 |  |  | 0
ΔT | = | Temperature difference (Tsolvent - Tair) | K |  | FEP (1/32) | https://www.fluorotherm.com/technical-information/materials-overview/fep-properties/ | 0.19-0.24 |  |  | 0
λ | = | Thermal conductivity (component) | W/m.K |  | ArmaFlex (Black insulation - julabo) | https://local.armacell.com/fileadmin/cms/uk/products/en/ArmaflexLTDRangeUKROI.pdf | 0.042 | 14 | 30 | 16
L | = | Length | m |  | Silicone Tubing (Fisher) | https://www.fishersci.co.uk/shop/products/silicone-tubes-4/11507083 | 0.2 - 0.3 (100) | 6 | 7.5 | 1.5
r | = | Radius | m |  | Air |  | https://www.engineeringtoolbox.com/air-properties-viscosity-conductivity-heat-capacity-d_1509.html?vA=20&degree=C&pressure=1bar#
α | = | Heat transfer coefficient (component) | W/m2.K |  | Solvents |  | https://pubs.acs.org/doi/10.1021/je960351m
Nu | = | Nusselt Number | None |  | Hydrocarbons + detuerated solv. |  | https://pubs.acs.org/doi/abs/10.1021/je034162x
D | = | Diameter | m^2 |  | Organic liquids at high pressure
LMTD | = | Logarithmic mean temperature difference | K |  | Methanol
S | = | Wall thickness | m |  | Air (α) |  | https://www.thermopedia.com/content/660/
[5 empty] | Organic solvents (λ, Cp, ρ) |  | http://ion.chem.usu.edu/~sbialkow/Research/Tablevalues.html
Specific Heat Formula (DT between inlet and outlet)
Q | = | Heat flow rate | W | J/s
V̇ | = | Volumetric flow rate | m3/s
Cp | = | specific heat capacity | J/K.kg
ΔT | = | Tin - Tout | K
Tin | = | Regulated reservoir temperature (T in to tube section) | K
Tout | = | Temperature at the end of tube section (Tsol + Tin new) | K
| 1 | Calculate k as a sum of resistances for each boundary
| 2 | Calculate Q for each boundary (small L = 1 increment)
| 3 | Average heat flow (heat flow from solvent)
| 4 | Calulate Tout, substituting kAdT for Q
| 5 | Use Tout for Tsolv and Tin new (for next increment)
| 6 | Repeat for desired Length (no. of iterations x L )
Size of increment determined by user will affect the profile and accuracy of the curve
The measured room temperature for the experiment is important as this sets the boundary
The heat transfer coefficient of air is used as an estimate based on the link above
The estimate can drastically change the profile of the curve so DB2-060 was done to check the profile of temperature loss

## 1.0 No Heat Reg
| Link | Thermal Conductivity (λ) @ 25 °C | I.D (mm) | O.D (mm) | Wall thickness (mm) | Reservoir Temperature (K) | Density (g/mL) | Heat Capacity (J/g.K)
PEEK 1/16 | http://www.goodfellow.com/A/Polyetheretherketone.html | 0.25 | 0.75 | 1.5875 | 0.8375
PEEK 1/32 |  | 0.25 | 0.5 | 0.7938 | 0.2938
Water (40 °C) |  | 0.598 |  |  |  | 313.13 | 0.997 | 4.18
Air |  | 0.02735 |  |  |  | 293.13
Pipe Heat Loss
|  |  | https://www.engineeringtoolbox.com/water-flow-rates-heating-systems-d_659.html | [5 empty] | 1.4869
Tin
Tsolv | 313.13 |  | V̇ (m3/s) | volumetric flowrate |  | 6.6667e-08
Wall thickness (m) | 0.0008375 |  | Q (kW, kJ/s) | heat flowrate |  | 6.0995e-05
Nu | 3.66 |  | Cp (kJ/kg.K) | heat capacity |  | 4.18
L (increment) (m) | 0.01 |  | ρ (kg/m3) | density |  | 997
r (using outer diameter for surface) m | 0.00079375 |  | Tin (K) | (Tsolv) |  | 313.13
D (using inner diameter for volume) m | 0.00075 |  | Tout (K) | Calculated exit temp |  | 312.9105
r1 | 0.000375
r2 | 0.00079375 |  | Curve Fit for Temperature Loss
αWater | 2918.24
αAir | 35 |  |  |  | Tin | Tout
ΔT (Tsolv - Tair) (K) | 20 |  |  |  | 313.13 | 312.9105
k | 61.151
A (m2) | 4.9873e-05
Pi | 3.1416 |  | Iteration | Length | Temperature In | Temperature Out | Room Temperature
Q (W or J/s) | 0.060995 |  | 0 | 0 | 313.13 | 312.9105 | 293.13
Flowrate (mL/min) | 4 |  | 1 | 0.01 | 312.9105 | 312.6933 | 293.13
|  |  | 2 | 0.02 | 312.6933 | 312.4786 | 293.13
|  |  | 3 | 0.03 | 312.4786 | 312.2662 | 293.13
|  |  | 4 | 0.04 | 312.2662 | 312.0561 | 293.13
|  |  | 5 | 0.05 | 312.0561 | 311.8484 | 293.13
|  |  | 6 | 0.06 | 311.8484 | 311.6429 | 293.13
|  |  | 7 | 0.07 | 311.6429 | 311.4397 | 293.13
|  |  | 8 | 0.08 | 311.4397 | 311.2387 | 293.13
|  |  | 9 | 0.09 | 311.2387 | 311.0399 | 293.13
|  |  | 10 | 0.1 | 311.0399 | 310.8433 | 293.13
|  |  | 11 | 0.11 | 310.8433 | 310.6489 | 293.13
|  |  | 12 | 0.12 | 310.6489 | 310.4566 | 293.13
|  |  | 13 | 0.13 | 310.4566 | 310.2664 | 293.13
|  |  | 14 | 0.14 | 310.2664 | 310.0783 | 293.13
|  |  | 15 | 0.15 | 310.0783 | 309.8922 | 293.13
|  |  | 16 | 0.16 | 309.8922 | 309.7082 | 293.13
|  |  | 17 | 0.17 | 309.7082 | 309.5262 | 293.13
|  |  | 18 | 0.18 | 309.5262 | 309.3463 | 293.13
|  |  | 19 | 0.19 | 309.3463 | 309.1683 | 293.13
|  |  | 20 | 0.2 | 309.1683 | 308.9922 | 293.13
|  |  | 21 | 0.21 | 308.9922 | 308.8181 | 293.13
|  |  | 22 | 0.22 | 308.8181 | 308.6459 | 293.13
|  |  | 23 | 0.23 | 308.6459 | 308.4756 | 293.13
|  |  | 24 | 0.24 | 308.4756 | 308.3071 | 293.13
|  |  | 25 | 0.25 | 308.3071 | 308.1405 | 293.13
|  |  | 26 | 0.26 | 308.1405 | 307.9757 | 293.13
|  |  | 27 | 0.27 | 307.9757 | 307.8128 | 293.13
|  |  | 28 | 0.28 | 307.8128 | 307.6516 | 293.13
|  |  | 29 | 0.29 | 307.6516 | 307.4922 | 293.13
|  |  | 30 | 0.3 | 307.4922 | 307.3345 | 293.13
|  |  | 31 | 0.31 | 307.3345 | 307.1786 | 293.13
|  |  | 32 | 0.32 | 307.1786 | 307.0244 | 293.13
|  |  | 33 | 0.33 | 307.0244 | 306.8719 | 293.13
|  |  | 34 | 0.34 | 306.8719 | 306.721 | 293.13
|  |  | 35 | 0.35 | 306.721 | 306.5718 | 293.13
|  |  | 36 | 0.36 | 306.5718 | 306.4243 | 293.13
|  |  | 37 | 0.37 | 306.4243 | 306.2784 | 293.13
|  |  | 38 | 0.38 | 306.2784 | 306.134 | 293.13
|  |  | 39 | 0.39 | 306.134 | 305.9913 | 293.13
|  |  | 40 | 0.4 | 305.9913 | 305.8501 | 293.13
|  |  | 41 | 0.41 | 305.8501 | 305.7105 | 293.13
|  |  | 42 | 0.42 | 305.7105 | 305.5724 | 293.13
|  |  | 43 | 0.43 | 305.5724 | 305.4358 | 293.13
|  |  | 44 | 0.44 | 305.4358 | 305.3007 | 293.13
|  |  | 45 | 0.45 | 305.3007 | 305.1671 | 293.13
|  |  | 46 | 0.46 | 305.1671 | 305.035 | 293.13
|  |  | 47 | 0.47 | 305.035 | 304.9043 | 293.13
|  |  | 48 | 0.48 | 304.9043 | 304.775 | 293.13
|  |  | 49 | 0.49 | 304.775 | 304.6472 | 293.13
|  |  | 50 | 0.5 | 304.6472 | 304.5208 | 293.13
|  |  | 51 | 0.51 | 304.5208 | 304.3958 | 293.13
|  |  | 52 | 0.52 | 304.3958 | 304.2721 | 293.13
|  |  | 53 | 0.53 | 304.2721 | 304.1498 | 293.13
|  |  | 54 | 0.54 | 304.1498 | 304.0288 | 293.13
|  |  | 55 | 0.55 | 304.0288 | 303.9092 | 293.13
|  |  | 56 | 0.56 | 303.9092 | 303.7909 | 293.13
|  |  | 57 | 0.57 | 303.7909 | 303.6738 | 293.13
|  |  | 58 | 0.58 | 303.6738 | 303.5581 | 293.13
|  |  | 59 | 0.59 | 303.5581 | 303.4436 | 293.13
|  |  | 60 | 0.6 | 303.4436 | 303.3304 | 293.13
|  |  | 61 | 0.61 | 303.3304 | 303.2184 | 293.13
|  |  | 62 | 0.62 | 303.2184 | 303.1077 | 293.13
|  |  | 63 | 0.63 | 303.1077 | 302.9982 | 293.13
|  |  | 64 | 0.64 | 302.9982 | 302.8898 | 293.13
|  |  | 65 | 0.65 | 302.8898 | 302.7827 | 293.13
|  |  | 66 | 0.66 | 302.7827 | 302.6768 | 293.13
|  |  | 67 | 0.67 | 302.6768 | 302.572 | 293.13
|  |  | 68 | 0.68 | 302.572 | 302.4683 | 293.13
|  |  | 69 | 0.69 | 302.4683 | 302.3658 | 293.13
|  |  | 70 | 0.7 | 302.3658 | 302.2644 | 293.13
|  |  | 71 | 0.71 | 302.2644 | 302.1642 | 293.13
|  |  | 72 | 0.72 | 302.1642 | 302.065 | 293.13
|  |  | 73 | 0.73 | 302.065 | 301.9669 | 293.13
|  |  | 74 | 0.74 | 301.9669 | 301.8699 | 293.13
|  |  | 75 | 0.75 | 301.8699 | 301.774 | 293.13
|  |  | 76 | 0.76 | 301.774 | 301.6791 | 293.13
|  |  | 77 | 0.77 | 301.6791 | 301.5852 | 293.13
|  |  | 78 | 0.78 | 301.5852 | 301.4924 | 293.13
|  |  | 79 | 0.79 | 301.4924 | 301.4006 | 293.13
|  |  | 80 | 0.8 | 301.4006 | 301.3098 | 293.13
|  |  | 81 | 0.81 | 301.3098 | 301.22 | 293.13
|  |  | 82 | 0.82 | 301.22 | 301.1312 | 293.13
|  |  | 83 | 0.83 | 301.1312 | 301.0434 | 293.13
|  |  | 84 | 0.84 | 301.0434 | 300.9565 | 293.13
|  |  | 85 | 0.85 | 300.9565 | 300.8706 | 293.13
|  |  | 86 | 0.86 | 300.8706 | 300.7857 | 293.13
|  |  | 87 | 0.87 | 300.7857 | 300.7016 | 293.13
|  |  | 88 | 0.88 | 300.7016 | 300.6185 | 293.13
|  |  | 89 | 0.89 | 300.6185 | 300.5363 | 293.13
|  |  | 90 | 0.9 | 300.5363 | 300.455 | 293.13
|  |  | 91 | 0.91 | 300.455 | 300.3746 | 293.13
|  |  | 92 | 0.92 | 300.3746 | 300.2951 | 293.13
|  |  | 93 | 0.93 | 300.2951 | 300.2164 | 293.13
|  |  | 94 | 0.94 | 300.2164 | 300.1386 | 293.13
|  |  | 95 | 0.95 | 300.1386 | 300.0617 | 293.13
|  |  | 96 | 0.96 | 300.0617 | 299.9856 | 293.13
|  |  | 97 | 0.97 | 299.9856 | 299.9104 | 293.13
|  |  | 98 | 0.98 | 299.9104 | 299.8359 | 293.13
|  |  | 99 | 0.99 | 299.8359 | 299.7623 | 293.13
|  |  | 100 | 1 | 299.7623 | 299.6895 | 293.13
|  |  | 101 | 1.01 | 299.6895 | 299.6175 | 293.13
|  |  | 102 | 1.02 | 299.6175 | 299.5463 | 293.13
|  |  | 103 | 1.03 | 299.5463 | 299.4759 | 293.13
|  |  | 104 | 1.04 | 299.4759 | 299.4062 | 293.13
|  |  | 105 | 1.05 | 299.4062 | 299.3373 | 293.13
|  |  | 106 | 1.06 | 299.3373 | 299.2692 | 293.13
|  |  | 107 | 1.07 | 299.2692 | 299.2018 | 293.13
|  |  | 108 | 1.08 | 299.2018 | 299.1351 | 293.13
|  |  | 109 | 1.09 | 299.1351 | 299.0692 | 293.13
|  |  | 110 | 1.1 | 299.0692 | 299.004 | 293.13
|  |  | 111 | 1.11 | 299.004 | 298.9395 | 293.13
|  |  | 112 | 1.12 | 298.9395 | 298.8758 | 293.13
|  |  | 113 | 1.13 | 298.8758 | 298.8127 | 293.13
|  |  | 114 | 1.14 | 298.8127 | 298.7503 | 293.13
|  |  | 115 | 1.15 | 298.7503 | 298.6886 | 293.13
|  |  | 116 | 1.16 | 298.6886 | 298.6276 | 293.13
|  |  | 117 | 1.17 | 298.6276 | 298.5673 | 293.13
|  |  | 118 | 1.18 | 298.5673 | 298.5076 | 293.13
|  |  | 119 | 1.19 | 298.5076 | 298.4485 | 293.13
|  |  | 120 | 1.2 | 298.4485 | 298.3902 | 293.13
|  |  | 121 | 1.21 | 298.3902 | 298.3324 | 293.13
|  |  | 122 | 1.22 | 298.3324 | 298.2753 | 293.13
|  |  | 123 | 1.23 | 298.2753 | 298.2188 | 293.13
|  |  | 124 | 1.24 | 298.2188 | 298.163 | 293.13
|  |  | 125 | 1.25 | 298.163 | 298.1077 | 293.13
|  |  | 126 | 1.26 | 298.1077 | 298.0531 | 293.13
|  |  | 127 | 1.27 | 298.0531 | 297.999 | 293.13
|  |  | 128 | 1.28 | 297.999 | 297.9456 | 293.13
|  |  | 129 | 1.29 | 297.9456 | 297.8927 | 293.13
|  |  | 130 | 1.3 | 297.8927 | 297.8404 | 293.13
|  |  | 131 | 1.31 | 297.8404 | 297.7887 | 293.13
|  |  | 132 | 1.32 | 297.7887 | 297.7376 | 293.13
|  |  | 133 | 1.33 | 297.7376 | 297.687 | 293.13
|  |  | 134 | 1.34 | 297.687 | 297.637 | 293.13
|  |  | 135 | 1.35 | 297.637 | 297.5875 | 293.13
|  |  | 136 | 1.36 | 297.5875 | 297.5386 | 293.13
|  |  | 137 | 1.37 | 297.5386 | 297.4902 | 293.13
|  |  | 138 | 1.38 | 297.4902 | 297.4423 | 293.13
|  |  | 139 | 1.39 | 297.4423 | 297.395 | 293.13
|  |  | 140 | 1.4 | 297.395 | 297.3482 | 293.13
|  |  | 141 | 1.41 | 297.3482 | 297.3019 | 293.13
|  |  | 142 | 1.42 | 297.3019 | 297.2561 | 293.13
|  |  | 143 | 1.43 | 297.2561 | 297.2108 | 293.13
|  |  | 144 | 1.44 | 297.2108 | 297.166 | 293.13
|  |  | 145 | 1.45 | 297.166 | 297.1217 | 293.13
|  |  | 146 | 1.46 | 297.1217 | 297.0779 | 293.13
|  |  | 147 | 1.47 | 297.0779 | 297.0345 | 293.13
|  |  | 148 | 1.48 | 297.0345 | 296.9917 | 293.13
|  |  | 149 | 1.49 | 296.9917 | 296.9493 | 293.13
|  |  | 150 | 1.5 | 296.9493 | 296.9074 | 293.13
|  |  | 151 | 1.51 | 296.9074 | 296.8659 | 293.13
|  |  | 152 | 1.52 | 296.8659 | 296.8249 | 293.13
|  |  | 153 | 1.53 | 296.8249 | 296.7843 | 293.13
|  |  | 154 | 1.54 | 296.7843 | 296.7442 | 293.13
|  |  | 155 | 1.55 | 296.7442 | 296.7045 | 293.13
|  |  | 156 | 1.56 | 296.7045 | 296.6653 | 293.13
|  |  | 157 | 1.57 | 296.6653 | 296.6265 | 293.13
|  |  | 158 | 1.58 | 296.6265 | 296.5881 | 293.13
|  |  | 159 | 1.59 | 296.5881 | 296.5502 | 293.13
|  |  | 160 | 1.6 | 296.5502 | 296.5126 | 293.13
|  |  | 161 | 1.61 | 296.5126 | 296.4755 | 293.13
|  |  | 162 | 1.62 | 296.4755 | 296.4388 | 293.13
|  |  | 163 | 1.63 | 296.4388 | 296.4024 | 293.13
|  |  | 164 | 1.64 | 296.4024 | 296.3665 | 293.13
|  |  | 165 | 1.65 | 296.3665 | 296.331 | 293.13
|  |  | 166 | 1.66 | 296.331 | 296.2959 | 293.13
|  |  | 167 | 1.67 | 296.2959 | 296.2611 | 293.13
|  |  | 168 | 1.68 | 296.2611 | 296.2267 | 293.13
|  |  | 169 | 1.69 | 296.2267 | 296.1927 | 293.13
|  |  | 170 | 1.7 | 296.1927 | 296.1591 | 293.13
|  |  | 171 | 1.71 | 296.1591 | 296.1259 | 293.13
|  |  | 172 | 1.72 | 296.1259 | 296.093 | 293.13
|  |  | 173 | 1.73 | 296.093 | 296.0605 | 293.13
|  |  | 174 | 1.74 | 296.0605 | 296.0283 | 293.13
|  |  | 175 | 1.75 | 296.0283 | 295.9965 | 293.13
|  |  | 176 | 1.76 | 295.9965 | 295.965 | 293.13
|  |  | 177 | 1.77 | 295.965 | 295.9339 | 293.13
|  |  | 178 | 1.78 | 295.9339 | 295.9031 | 293.13
|  |  | 179 | 1.79 | 295.9031 | 295.8727 | 293.13
|  |  | 180 | 1.8 | 295.8727 | 295.8426 | 293.13
|  |  | 181 | 1.81 | 295.8426 | 295.8128 | 293.13
|  |  | 182 | 1.82 | 295.8128 | 295.7833 | 293.13
|  |  | 183 | 1.83 | 295.7833 | 295.7542 | 293.13
|  |  | 184 | 1.84 | 295.7542 | 295.7254 | 293.13
|  |  | 185 | 1.85 | 295.7254 | 295.6969 | 293.13
|  |  | 186 | 1.86 | 295.6969 | 295.6687 | 293.13
|  |  | 187 | 1.87 | 295.6687 | 295.6409 | 293.13
|  |  | 188 | 1.88 | 295.6409 | 295.6133 | 293.13
|  |  | 189 | 1.89 | 295.6133 | 295.586 | 293.13
|  |  | 190 | 1.9 | 295.586 | 295.5591 | 293.13
|  |  | 191 | 1.91 | 295.5591 | 295.5324 | 293.13
|  |  | 192 | 1.92 | 295.5324 | 295.5061 | 293.13
|  |  | 193 | 1.93 | 295.5061 | 295.48 | 293.13
|  |  | 194 | 1.94 | 295.48 | 295.4542 | 293.13
|  |  | 195 | 1.95 | 295.4542 | 295.4287 | 293.13
|  |  | 196 | 1.96 | 295.4287 | 295.4034 | 293.13
|  |  | 197 | 1.97 | 295.4034 | 295.3785 | 293.13
|  |  | 198 | 1.98 | 295.3785 | 295.3538 | 293.13
|  |  | 199 | 1.99 | 295.3538 | 295.3294 | 293.13
|  |  | 200 | 2 | 295.3294 | 295.3052 | 293.13
|  |  | 201 | 2.01 | 295.3052 | 295.2814 | 293.13
|  |  | 202 | 2.02 | 295.2814 | 295.2577 | 293.13
|  |  | 203 | 2.03 | 295.2577 | 295.2344 | 293.13
|  |  | 204 | 2.04 | 295.2344 | 295.2113 | 293.13
|  |  | 205 | 2.05 | 295.2113 | 295.1884 | 293.13
|  |  | 206 | 2.06 | 295.1884 | 295.1658 | 293.13
|  |  | 207 | 2.07 | 295.1658 | 295.1435 | 293.13
|  |  | 208 | 2.08 | 295.1435 | 295.1214 | 293.13
|  |  | 209 | 2.09 | 295.1214 | 295.0995 | 293.13
|  |  | 210 | 2.1 | 295.0995 | 295.0779 | 293.13
|  |  | 211 | 2.11 | 295.0779 | 295.0565 | 293.13
|  |  | 212 | 2.12 | 295.0565 | 295.0354 | 293.13
|  |  | 213 | 2.13 | 295.0354 | 295.0145 | 293.13
|  |  | 214 | 2.14 | 295.0145 | 294.9938 | 293.13
|  |  | 215 | 2.15 | 294.9938 | 294.9733 | 293.13
|  |  | 216 | 2.16 | 294.9733 | 294.9531 | 293.13
|  |  | 217 | 2.17 | 294.9531 | 294.9331 | 293.13
|  |  | 218 | 2.18 | 294.9331 | 294.9133 | 293.13
|  |  | 219 | 2.19 | 294.9133 | 294.8937 | 293.13
|  |  | 220 | 2.2 | 294.8937 | 294.8744 | 293.13
|  |  | 221 | 2.21 | 294.8744 | 294.8552 | 293.13
|  |  | 222 | 2.22 | 294.8552 | 294.8363 | 293.13
|  |  | 223 | 2.23 | 294.8363 | 294.8175 | 293.13
|  |  | 224 | 2.24 | 294.8175 | 294.799 | 293.13
|  |  | 225 | 2.25 | 294.799 | 294.7807 | 293.13
|  |  | 226 | 2.26 | 294.7807 | 294.7626 | 293.13
|  |  | 227 | 2.27 | 294.7626 | 294.7447 | 293.13
|  |  | 228 | 2.28 | 294.7447 | 294.7269 | 293.13
|  |  | 229 | 2.29 | 294.7269 | 294.7094 | 293.13
|  |  | 230 | 2.3 | 294.7094 | 294.6921 | 293.13
|  |  | 231 | 2.31 | 294.6921 | 294.6749 | 293.13
|  |  | 232 | 2.32 | 294.6749 | 294.658 | 293.13
|  |  | 233 | 2.33 | 294.658 | 294.6412 | 293.13
|  |  | 234 | 2.34 | 294.6412 | 294.6246 | 293.13
|  |  | 235 | 2.35 | 294.6246 | 294.6082 | 293.13
|  |  | 236 | 2.36 | 294.6082 | 294.592 | 293.13
|  |  | 237 | 2.37 | 294.592 | 294.5759 | 293.13
|  |  | 238 | 2.38 | 294.5759 | 294.56 | 293.13
|  |  | 239 | 2.39 | 294.56 | 294.5443 | 293.13
|  |  | 240 | 2.4 | 294.5443 | 294.5288 | 293.13
|  |  | 241 | 2.41 | 294.5288 | 294.5135 | 293.13
|  |  | 242 | 2.42 | 294.5135 | 294.4983 | 293.13
|  |  | 243 | 2.43 | 294.4983 | 294.4833 | 293.13
|  |  | 244 | 2.44 | 294.4833 | 294.4684 | 293.13
|  |  | 245 | 2.45 | 294.4684 | 294.4537 | 293.13
|  |  | 246 | 2.46 | 294.4537 | 294.4392 | 293.13
|  |  | 247 | 2.47 | 294.4392 | 294.4248 | 293.13
|  |  | 248 | 2.48 | 294.4248 | 294.4106 | 293.13
|  |  | 249 | 2.49 | 294.4106 | 294.3965 | 293.13
|  |  | 250 | 2.5 | 294.3965 | 294.3826 | 293.13
|  |  | 251 | 2.51 | 294.3826 | 294.3689 | 293.13
|  |  | 252 | 2.52 | 294.3689 | 294.3553 | 293.13
|  |  | 253 | 2.53 | 294.3553 | 294.3418 | 293.13
|  |  | 254 | 2.54 | 294.3418 | 294.3285 | 293.13
|  |  | 255 | 2.55 | 294.3285 | 294.3154 | 293.13
|  |  | 256 | 2.56 | 294.3154 | 294.3024 | 293.13
|  |  | 257 | 2.57 | 294.3024 | 294.2895 | 293.13
|  |  | 258 | 2.58 | 294.2895 | 294.2768 | 293.13
|  |  | 259 | 2.59 | 294.2768 | 294.2642 | 293.13
|  |  | 260 | 2.6 | 294.2642 | 294.2517 | 293.13
|  |  | 261 | 2.61 | 294.2517 | 294.2394 | 293.13
|  |  | 262 | 2.62 | 294.2394 | 294.2272 | 293.13
|  |  | 263 | 2.63 | 294.2272 | 294.2152 | 293.13
|  |  | 264 | 2.64 | 294.2152 | 294.2033 | 293.13
|  |  | 265 | 2.65 | 294.2033 | 294.1915 | 293.13
|  |  | 266 | 2.66 | 294.1915 | 294.1798 | 293.13
|  |  | 267 | 2.67 | 294.1798 | 294.1683 | 293.13
|  |  | 268 | 2.68 | 294.1683 | 294.1569 | 293.13
|  |  | 269 | 2.69 | 294.1569 | 294.1457 | 293.13
|  |  | 270 | 2.7 | 294.1457 | 294.1345 | 293.13
|  |  | 271 | 2.71 | 294.1345 | 294.1235 | 293.13
|  |  | 272 | 2.72 | 294.1235 | 294.1126 | 293.13
|  |  | 273 | 2.73 | 294.1126 | 294.1018 | 293.13
|  |  | 274 | 2.74 | 294.1018 | 294.0911 | 293.13
|  |  | 275 | 2.75 | 294.0911 | 294.0806 | 293.13
|  |  | 276 | 2.76 | 294.0806 | 294.0701 | 293.13
|  |  | 277 | 2.77 | 294.0701 | 294.0598 | 293.13
|  |  | 278 | 2.78 | 294.0598 | 294.0496 | 293.13
|  |  | 279 | 2.79 | 294.0496 | 294.0395 | 293.13
|  |  | 280 | 2.8 | 294.0395 | 294.0295 | 293.13
|  |  | 281 | 2.81 | 294.0295 | 294.0197 | 293.13
|  |  | 282 | 2.82 | 294.0197 | 294.0099 | 293.13
|  |  | 283 | 2.83 | 294.0099 | 294.0002 | 293.13
|  |  | 284 | 2.84 | 294.0002 | 293.9907 | 293.13
|  |  | 285 | 2.85 | 293.9907 | 293.9812 | 293.13
|  |  | 286 | 2.86 | 293.9812 | 293.9719 | 293.13
|  |  | 287 | 2.87 | 293.9719 | 293.9626 | 293.13
|  |  | 288 | 2.88 | 293.9626 | 293.9535 | 293.13
|  |  | 289 | 2.89 | 293.9535 | 293.9445 | 293.13
|  |  | 290 | 2.9 | 293.9445 | 293.9355 | 293.13
|  |  | 291 | 2.91 | 293.9355 | 293.9267 | 293.13
|  |  | 292 | 2.92 | 293.9267 | 293.9179 | 293.13
|  |  | 293 | 2.93 | 293.9179 | 293.9093 | 293.13
|  |  | 294 | 2.94 | 293.9093 | 293.9007 | 293.13
|  |  | 295 | 2.95 | 293.9007 | 293.8923 | 293.13
|  |  | 296 | 2.96 | 293.8923 | 293.8839 | 293.13
|  |  | 297 | 2.97 | 293.8839 | 293.8756 | 293.13
|  |  | 298 | 2.98 | 293.8756 | 293.8674 | 293.13
|  |  | 299 | 2.99 | 293.8674 | 293.8593 | 293.13
|  |  | 300 | 3 | 293.8593 | 293.8513 | 293.13
|  |  | 301 | 3.01 | 293.8513 | 293.8434 | 293.13
|  |  | 302 | 3.02 | 293.8434 | 293.8356 | 293.13
|  |  | 303 | 3.03 | 293.8356 | 293.8278 | 293.13
|  |  | 304 | 3.04 | 293.8278 | 293.8202 | 293.13
|  |  | 305 | 3.05 | 293.8202 | 293.8126 | 293.13
|  |  | 306 | 3.06 | 293.8126 | 293.8051 | 293.13
|  |  | 307 | 3.07 | 293.8051 | 293.7977 | 293.13
|  |  | 308 | 3.08 | 293.7977 | 293.7904 | 293.13
|  |  | 309 | 3.09 | 293.7904 | 293.7831 | 293.13
|  |  | 310 | 3.1 | 293.7831 | 293.776 | 293.13
|  |  | 311 | 3.11 | 293.776 | 293.7689 | 293.13
|  |  | 312 | 3.12 | 293.7689 | 293.7619 | 293.13
|  |  | 313 | 3.13 | 293.7619 | 293.7549 | 293.13
|  |  | 314 | 3.14 | 293.7549 | 293.7481 | 293.13
|  |  | 315 | 3.15 | 293.7481 | 293.7413 | 293.13
|  |  | 316 | 3.16 | 293.7413 | 293.7346 | 293.13
|  |  | 317 | 3.17 | 293.7346 | 293.7279 | 293.13
|  |  | 318 | 3.18 | 293.7279 | 293.7214 | 293.13
|  |  | 319 | 3.19 | 293.7214 | 293.7149 | 293.13
|  |  | 320 | 3.2 | 293.7149 | 293.7085 | 293.13
|  |  | 321 | 3.21 | 293.7085 | 293.7021 | 293.13
|  |  | 322 | 3.22 | 293.7021 | 293.6958 | 293.13
|  |  | 323 | 3.23 | 293.6958 | 293.6896 | 293.13
|  |  | 324 | 3.24 | 293.6896 | 293.6835 | 293.13
|  |  | 325 | 3.25 | 293.6835 | 293.6774 | 293.13
|  |  | 326 | 3.26 | 293.6774 | 293.6714 | 293.13
|  |  | 327 | 3.27 | 293.6714 | 293.6654 | 293.13
|  |  | 328 | 3.28 | 293.6654 | 293.6596 | 293.13
|  |  | 329 | 3.29 | 293.6596 | 293.6538 | 293.13
|  |  | 330 | 3.3 | 293.6538 | 293.648 | 293.13
|  |  | 331 | 3.31 | 293.648 | 293.6423 | 293.13
|  |  | 332 | 3.32 | 293.6423 | 293.6367 | 293.13
|  |  | 333 | 3.33 | 293.6367 | 293.6311 | 293.13
|  |  | 334 | 3.34 | 293.6311 | 293.6256 | 293.13
|  |  | 335 | 3.35 | 293.6256 | 293.6202 | 293.13
|  |  | 336 | 3.36 | 293.6202 | 293.6148 | 293.13
|  |  | 337 | 3.37 | 293.6148 | 293.6095 | 293.13
|  |  | 338 | 3.38 | 293.6095 | 293.6042 | 293.13
|  |  | 339 | 3.39 | 293.6042 | 293.599 | 293.13
|  |  | 340 | 3.4 | 293.599 | 293.5939 | 293.13
|  |  | 341 | 3.41 | 293.5939 | 293.5888 | 293.13
|  |  | 342 | 3.42 | 293.5888 | 293.5837 | 293.13
|  |  | 343 | 3.43 | 293.5837 | 293.5788 | 293.13
|  |  | 344 | 3.44 | 293.5788 | 293.5738 | 293.13
|  |  | 345 | 3.45 | 293.5738 | 293.569 | 293.13
|  |  | 346 | 3.46 | 293.569 | 293.5641 | 293.13
|  |  | 347 | 3.47 | 293.5641 | 293.5594 | 293.13
|  |  | 348 | 3.48 | 293.5594 | 293.5547 | 293.13
|  |  | 349 | 3.49 | 293.5547 | 293.55 | 293.13
|  |  | 350 | 3.5 | 293.55 | 293.5454 | 293.13
|  |  | 351 | 3.51 | 293.5454 | 293.5408 | 293.13
|  |  | 352 | 3.52 | 293.5408 | 293.5363 | 293.13
|  |  | 353 | 3.53 | 293.5363 | 293.5319 | 293.13
|  |  | 354 | 3.54 | 293.5319 | 293.5275 | 293.13
|  |  | 355 | 3.55 | 293.5275 | 293.5231 | 293.13
|  |  | 356 | 3.56 | 293.5231 | 293.5188 | 293.13
|  |  | 357 | 3.57 | 293.5188 | 293.5145 | 293.13
|  |  | 358 | 3.58 | 293.5145 | 293.5103 | 293.13
|  |  | 359 | 3.59 | 293.5103 | 293.5061 | 293.13
|  |  | 360 | 3.6 | 293.5061 | 293.502 | 293.13
|  |  | 361 | 3.61 | 293.502 | 293.4979 | 293.13
|  |  | 362 | 3.62 | 293.4979 | 293.4939 | 293.13
|  |  | 363 | 3.63 | 293.4939 | 293.4899 | 293.13
|  |  | 364 | 3.64 | 293.4899 | 293.4859 | 293.13
|  |  | 365 | 3.65 | 293.4859 | 293.482 | 293.13
|  |  | 366 | 3.66 | 293.482 | 293.4781 | 293.13
|  |  | 367 | 3.67 | 293.4781 | 293.4743 | 293.13
|  |  | 368 | 3.68 | 293.4743 | 293.4705 | 293.13
|  |  | 369 | 3.69 | 293.4705 | 293.4668 | 293.13
|  |  | 370 | 3.7 | 293.4668 | 293.4631 | 293.13
|  |  | 371 | 3.71 | 293.4631 | 293.4595 | 293.13
|  |  | 372 | 3.72 | 293.4595 | 293.4558 | 293.13
|  |  | 373 | 3.73 | 293.4558 | 293.4523 | 293.13
|  |  | 374 | 3.74 | 293.4523 | 293.4487 | 293.13
|  |  | 375 | 3.75 | 293.4487 | 293.4452 | 293.13
|  |  | 376 | 3.76 | 293.4452 | 293.4418 | 293.13
|  |  | 377 | 3.77 | 293.4418 | 293.4383 | 293.13
|  |  | 378 | 3.78 | 293.4383 | 293.435 | 293.13
|  |  | 379 | 3.79 | 293.435 | 293.4316 | 293.13
|  |  | 380 | 3.8 | 293.4316 | 293.4283 | 293.13
|  |  | 381 | 3.81 | 293.4283 | 293.425 | 293.13
|  |  | 382 | 3.82 | 293.425 | 293.4218 | 293.13
|  |  | 383 | 3.83 | 293.4218 | 293.4186 | 293.13
|  |  | 384 | 3.84 | 293.4186 | 293.4154 | 293.13
|  |  | 385 | 3.85 | 293.4154 | 293.4123 | 293.13
|  |  | 386 | 3.86 | 293.4123 | 293.4092 | 293.13
|  |  | 387 | 3.87 | 293.4092 | 293.4061 | 293.13
|  |  | 388 | 3.88 | 293.4061 | 293.4031 | 293.13
|  |  | 389 | 3.89 | 293.4031 | 293.4001 | 293.13
|  |  | 390 | 3.9 | 293.4001 | 293.3971 | 293.13
|  |  | 391 | 3.91 | 293.3971 | 293.3942 | 293.13
|  |  | 392 | 3.92 | 293.3942 | 293.3913 | 293.13
|  |  | 393 | 3.93 | 293.3913 | 293.3884 | 293.13
|  |  | 394 | 3.94 | 293.3884 | 293.3856 | 293.13
|  |  | 395 | 3.95 | 293.3856 | 293.3828 | 293.13
|  |  | 396 | 3.96 | 293.3828 | 293.38 | 293.13
|  |  | 397 | 3.97 | 293.38 | 293.3773 | 293.13
|  |  | 398 | 3.98 | 293.3773 | 293.3745 | 293.13
|  |  | 399 | 3.99 | 293.3745 | 293.3719 | 293.13
|  |  | 400 | 4 | 293.3719 | 293.3692 | 293.13
|  |  | 401 | 4.01 | 293.3692 | 293.3666 | 293.13
|  |  | 402 | 4.02 | 293.3666 | 293.364 | 293.13
|  |  | 403 | 4.03 | 293.364 | 293.3614 | 293.13
|  |  | 404 | 4.04 | 293.3614 | 293.3589 | 293.13
|  |  | 405 | 4.05 | 293.3589 | 293.3564 | 293.13
|  |  | 406 | 4.06 | 293.3564 | 293.3539 | 293.13
|  |  | 407 | 4.07 | 293.3539 | 293.3514 | 293.13
|  |  | 408 | 4.08 | 293.3514 | 293.349 | 293.13
|  |  | 409 | 4.09 | 293.349 | 293.3466 | 293.13
|  |  | 410 | 4.1 | 293.3466 | 293.3442 | 293.13
|  |  | 411 | 4.11 | 293.3442 | 293.3419 | 293.13
|  |  | 412 | 4.12 | 293.3419 | 293.3395 | 293.13
|  |  | 413 | 4.13 | 293.3395 | 293.3372 | 293.13
|  |  | 414 | 4.14 | 293.3372 | 293.335 | 293.13
|  |  | 415 | 4.15 | 293.335 | 293.3327 | 293.13
|  |  | 416 | 4.16 | 293.3327 | 293.3305 | 293.13
|  |  | 417 | 4.17 | 293.3305 | 293.3283 | 293.13
|  |  | 418 | 4.18 | 293.3283 | 293.3261 | 293.13
|  |  | 419 | 4.19 | 293.3261 | 293.324 | 293.13
|  |  | 420 | 4.2 | 293.324 | 293.3218 | 293.13
|  |  | 421 | 4.21 | 293.3218 | 293.3197 | 293.13
|  |  | 422 | 4.22 | 293.3197 | 293.3176 | 293.13
|  |  | 423 | 4.23 | 293.3176 | 293.3156 | 293.13
|  |  | 424 | 4.24 | 293.3156 | 293.3135 | 293.13
|  |  | 425 | 4.25 | 293.3135 | 293.3115 | 293.13
|  |  | 426 | 4.26 | 293.3115 | 293.3095 | 293.13
|  |  | 427 | 4.27 | 293.3095 | 293.3076 | 293.13
|  |  | 428 | 4.28 | 293.3076 | 293.3056 | 293.13
|  |  | 429 | 4.29 | 293.3056 | 293.3037 | 293.13
|  |  | 430 | 4.3 | 293.3037 | 293.3018 | 293.13
|  |  | 431 | 4.31 | 293.3018 | 293.2999 | 293.13
|  |  | 432 | 4.32 | 293.2999 | 293.298 | 293.13
|  |  | 433 | 4.33 | 293.298 | 293.2962 | 293.13
|  |  | 434 | 4.34 | 293.2962 | 293.2944 | 293.13
|  |  | 435 | 4.35 | 293.2944 | 293.2926 | 293.13
|  |  | 436 | 4.36 | 293.2926 | 293.2908 | 293.13
|  |  | 437 | 4.37 | 293.2908 | 293.289 | 293.13
|  |  | 438 | 4.38 | 293.289 | 293.2873 | 293.13
|  |  | 439 | 4.39 | 293.2873 | 293.2855 | 293.13
|  |  | 440 | 4.4 | 293.2855 | 293.2838 | 293.13
|  |  | 441 | 4.41 | 293.2838 | 293.2821 | 293.13
|  |  | 442 | 4.42 | 293.2821 | 293.2805 | 293.13
|  |  | 443 | 4.43 | 293.2805 | 293.2788 | 293.13
|  |  | 444 | 4.44 | 293.2788 | 293.2772 | 293.13
|  |  | 445 | 4.45 | 293.2772 | 293.2756 | 293.13
|  |  | 446 | 4.46 | 293.2756 | 293.274 | 293.13
|  |  | 447 | 4.47 | 293.274 | 293.2724 | 293.13
|  |  | 448 | 4.48 | 293.2724 | 293.2708 | 293.13
|  |  | 449 | 4.49 | 293.2708 | 293.2693 | 293.13
|  |  | 450 | 4.5 | 293.2693 | 293.2678 | 293.13
|  |  | 451 | 4.51 | 293.2678 | 293.2662 | 293.13
|  |  | 452 | 4.52 | 293.2662 | 293.2647 | 293.13
|  |  | 453 | 4.53 | 293.2647 | 293.2633 | 293.13
|  |  | 454 | 4.54 | 293.2633 | 293.2618 | 293.13
|  |  | 455 | 4.55 | 293.2618 | 293.2604 | 293.13
|  |  | 456 | 4.56 | 293.2604 | 293.2589 | 293.13
|  |  | 457 | 4.57 | 293.2589 | 293.2575 | 293.13
|  |  | 458 | 4.58 | 293.2575 | 293.2561 | 293.13
|  |  | 459 | 4.59 | 293.2561 | 293.2547 | 293.13
|  |  | 460 | 4.6 | 293.2547 | 293.2534 | 293.13
|  |  | 461 | 4.61 | 293.2534 | 293.252 | 293.13
|  |  | 462 | 4.62 | 293.252 | 293.2507 | 293.13
|  |  | 463 | 4.63 | 293.2507 | 293.2493 | 293.13
|  |  | 464 | 4.64 | 293.2493 | 293.248 | 293.13
|  |  | 465 | 4.65 | 293.248 | 293.2467 | 293.13
|  |  | 466 | 4.66 | 293.2467 | 293.2455 | 293.13
|  |  | 467 | 4.67 | 293.2455 | 293.2442 | 293.13
|  |  | 468 | 4.68 | 293.2442 | 293.2429 | 293.13
|  |  | 469 | 4.69 | 293.2429 | 293.2417 | 293.13
|  |  | 470 | 4.7 | 293.2417 | 293.2405 | 293.13
|  |  | 471 | 4.71 | 293.2405 | 293.2393 | 293.13
|  |  | 472 | 4.72 | 293.2393 | 293.2381 | 293.13
|  |  | 473 | 4.73 | 293.2381 | 293.2369 | 293.13
|  |  | 474 | 4.74 | 293.2369 | 293.2357 | 293.13
|  |  | 475 | 4.75 | 293.2357 | 293.2345 | 293.13
|  |  | 476 | 4.76 | 293.2345 | 293.2334 | 293.13
|  |  | 477 | 4.77 | 293.2334 | 293.2323 | 293.13
|  |  | 478 | 4.78 | 293.2323 | 293.2311 | 293.13
|  |  | 479 | 4.79 | 293.2311 | 293.23 | 293.13
|  |  | 480 | 4.8 | 293.23 | 293.2289 | 293.13
|  |  | 481 | 4.81 | 293.2289 | 293.2278 | 293.13
|  |  | 482 | 4.82 | 293.2278 | 293.2268 | 293.13
|  |  | 483 | 4.83 | 293.2268 | 293.2257 | 293.13
|  |  | 484 | 4.84 | 293.2257 | 293.2246 | 293.13
|  |  | 485 | 4.85 | 293.2246 | 293.2236 | 293.13
|  |  | 486 | 4.86 | 293.2236 | 293.2226 | 293.13
|  |  | 487 | 4.87 | 293.2226 | 293.2216 | 293.13
|  |  | 488 | 4.88 | 293.2216 | 293.2206 | 293.13
|  |  | 489 | 4.89 | 293.2206 | 293.2196 | 293.13
|  |  | 490 | 4.9 | 293.2196 | 293.2186 | 293.13
|  |  | 491 | 4.91 | 293.2186 | 293.2176 | 293.13
|  |  | 492 | 4.92 | 293.2176 | 293.2166 | 293.13
|  |  | 493 | 4.93 | 293.2166 | 293.2157 | 293.13
|  |  | 494 | 4.94 | 293.2157 | 293.2148 | 293.13
|  |  | 495 | 4.95 | 293.2148 | 293.2138 | 293.13
|  |  | 496 | 4.96 | 293.2138 | 293.2129 | 293.13
|  |  | 497 | 4.97 | 293.2129 | 293.212 | 293.13
|  |  | 498 | 4.98 | 293.212 | 293.2111 | 293.13
|  |  | 499 | 4.99 | 293.2111 | 293.2102 | 293.13
|  |  | 500 | 5 | 293.2102 | 293.2093 | 293.13
|  |  | 501 | 5.01 | 293.2093 | 293.2085 | 293.13
|  |  | 502 | 5.02 | 293.2085 | 293.2076 | 293.13
|  |  | 503 | 5.03 | 293.2076 | 293.2067 | 293.13
|  |  | 504 | 5.04 | 293.2067 | 293.2059 | 293.13
|  |  | 505 | 5.05 | 293.2059 | 293.2051 | 293.13
|  |  | 506 | 5.06 | 293.2051 | 293.2042 | 293.13
|  |  | 507 | 5.07 | 293.2042 | 293.2034 | 293.13
|  |  | 508 | 5.08 | 293.2034 | 293.2026 | 293.13
|  |  | 509 | 5.09 | 293.2026 | 293.2018 | 293.13
|  |  | 510 | 5.1 | 293.2018 | 293.201 | 293.13
|  |  | 511 | 5.11 | 293.201 | 293.2003 | 293.13
|  |  | 512 | 5.12 | 293.2003 | 293.1995 | 293.13
|  |  | 513 | 5.13 | 293.1995 | 293.1987 | 293.13
|  |  | 514 | 5.14 | 293.1987 | 293.198 | 293.13
|  |  | 515 | 5.15 | 293.198 | 293.1972 | 293.13
|  |  | 516 | 5.16 | 293.1972 | 293.1965 | 293.13
|  |  | 517 | 5.17 | 293.1965 | 293.1958 | 293.13
|  |  | 518 | 5.18 | 293.1958 | 293.195 | 293.13
|  |  | 519 | 5.19 | 293.195 | 293.1943 | 293.13
|  |  | 520 | 5.2 | 293.1943 | 293.1936 | 293.13
|  |  | 521 | 5.21 | 293.1936 | 293.1929 | 293.13
|  |  | 522 | 5.22 | 293.1929 | 293.1922 | 293.13
|  |  | 523 | 5.23 | 293.1922 | 293.1915 | 293.13
|  |  | 524 | 5.24 | 293.1915 | 293.1909 | 293.13
|  |  | 525 | 5.25 | 293.1909 | 293.1902 | 293.13
|  |  | 526 | 5.26 | 293.1902 | 293.1895 | 293.13
|  |  | 527 | 5.27 | 293.1895 | 293.1889 | 293.13
|  |  | 528 | 5.28 | 293.1889 | 293.1882 | 293.13
|  |  | 529 | 5.29 | 293.1882 | 293.1876 | 293.13
|  |  | 530 | 5.3 | 293.1876 | 293.187 | 293.13
|  |  | 531 | 5.31 | 293.187 | 293.1863 | 293.13
|  |  | 532 | 5.32 | 293.1863 | 293.1857 | 293.13
|  |  | 533 | 5.33 | 293.1857 | 293.1851 | 293.13
|  |  | 534 | 5.34 | 293.1851 | 293.1845 | 293.13
|  |  | 535 | 5.35 | 293.1845 | 293.1839 | 293.13
|  |  | 536 | 5.36 | 293.1839 | 293.1833 | 293.13
|  |  | 537 | 5.37 | 293.1833 | 293.1827 | 293.13
|  |  | 538 | 5.38 | 293.1827 | 293.1821 | 293.13
|  |  | 539 | 5.39 | 293.1821 | 293.1816 | 293.13
|  |  | 540 | 5.4 | 293.1816 | 293.181 | 293.13
|  |  | 541 | 5.41 | 293.181 | 293.1805 | 293.13
|  |  | 542 | 5.42 | 293.1805 | 293.1799 | 293.13
|  |  | 543 | 5.43 | 293.1799 | 293.1793 | 293.13
|  |  | 544 | 5.44 | 293.1793 | 293.1788 | 293.13
|  |  | 545 | 5.45 | 293.1788 | 293.1783 | 293.13
|  |  | 546 | 5.46 | 293.1783 | 293.1777 | 293.13
|  |  | 547 | 5.47 | 293.1777 | 293.1772 | 293.13
|  |  | 548 | 5.48 | 293.1772 | 293.1767 | 293.13
|  |  | 549 | 5.49 | 293.1767 | 293.1762 | 293.13
|  |  | 550 | 5.5 | 293.1762 | 293.1757 | 293.13
|  |  | 551 | 5.51 | 293.1757 | 293.1752 | 293.13
|  |  | 552 | 5.52 | 293.1752 | 293.1747 | 293.13
|  |  | 553 | 5.53 | 293.1747 | 293.1742 | 293.13
|  |  | 554 | 5.54 | 293.1742 | 293.1737 | 293.13
|  |  | 555 | 5.55 | 293.1737 | 293.1732 | 293.13
|  |  | 556 | 5.56 | 293.1732 | 293.1728 | 293.13
|  |  | 557 | 5.57 | 293.1728 | 293.1723 | 293.13
|  |  | 558 | 5.58 | 293.1723 | 293.1718 | 293.13
|  |  | 559 | 5.59 | 293.1718 | 293.1714 | 293.13
|  |  | 560 | 5.6 | 293.1714 | 293.1709 | 293.13
|  |  | 561 | 5.61 | 293.1709 | 293.1705 | 293.13
|  |  | 562 | 5.62 | 293.1705 | 293.17 | 293.13
|  |  | 563 | 5.63 | 293.17 | 293.1696 | 293.13
|  |  | 564 | 5.64 | 293.1696 | 293.1691 | 293.13
|  |  | 565 | 5.65 | 293.1691 | 293.1687 | 293.13
|  |  | 566 | 5.66 | 293.1687 | 293.1683 | 293.13
|  |  | 567 | 5.67 | 293.1683 | 293.1679 | 293.13
|  |  | 568 | 5.68 | 293.1679 | 293.1674 | 293.13
|  |  | 569 | 5.69 | 293.1674 | 293.167 | 293.13
|  |  | 570 | 5.7 | 293.167 | 293.1666 | 293.13
|  |  | 571 | 5.71 | 293.1666 | 293.1662 | 293.13
|  |  | 572 | 5.72 | 293.1662 | 293.1658 | 293.13
|  |  | 573 | 5.73 | 293.1658 | 293.1654 | 293.13
|  |  | 574 | 5.74 | 293.1654 | 293.165 | 293.13
|  |  | 575 | 5.75 | 293.165 | 293.1647 | 293.13
|  |  | 576 | 5.76 | 293.1647 | 293.1643 | 293.13
|  |  | 577 | 5.77 | 293.1643 | 293.1639 | 293.13
|  |  | 578 | 5.78 | 293.1639 | 293.1635 | 293.13
|  |  | 579 | 5.79 | 293.1635 | 293.1632 | 293.13
|  |  | 580 | 5.8 | 293.1632 | 293.1628 | 293.13
|  |  | 581 | 5.81 | 293.1628 | 293.1624 | 293.13
|  |  | 582 | 5.82 | 293.1624 | 293.1621 | 293.13
|  |  | 583 | 5.83 | 293.1621 | 293.1617 | 293.13
|  |  | 584 | 5.84 | 293.1617 | 293.1614 | 293.13
|  |  | 585 | 5.85 | 293.1614 | 293.161 | 293.13
|  |  | 586 | 5.86 | 293.161 | 293.1607 | 293.13
|  |  | 587 | 5.87 | 293.1607 | 293.1604 | 293.13
|  |  | 588 | 5.88 | 293.1604 | 293.16 | 293.13
|  |  | 589 | 5.89 | 293.16 | 293.1597 | 293.13
|  |  | 590 | 5.9 | 293.1597 | 293.1594 | 293.13
|  |  | 591 | 5.91 | 293.1594 | 293.1591 | 293.13
|  |  | 592 | 5.92 | 293.1591 | 293.1587 | 293.13
|  |  | 593 | 5.93 | 293.1587 | 293.1584 | 293.13
|  |  | 594 | 5.94 | 293.1584 | 293.1581 | 293.13
|  |  | 595 | 5.95 | 293.1581 | 293.1578 | 293.13
|  |  | 596 | 5.96 | 293.1578 | 293.1575 | 293.13
|  |  | 597 | 5.97 | 293.1575 | 293.1572 | 293.13
|  |  | 598 | 5.98 | 293.1572 | 293.1569 | 293.13
|  |  | 599 | 5.99 | 293.1569 | 293.1566 | 293.13
|  |  | 600 | 6 | 293.1566 | 293.1563 | 293.13
|  |  | 601 | 6.01 | 293.1563 | 293.156 | 293.13
|  |  | 602 | 6.02 | 293.156 | 293.1557 | 293.13
|  |  | 603 | 6.03 | 293.1557 | 293.1554 | 293.13
|  |  | 604 | 6.04 | 293.1554 | 293.1552 | 293.13
|  |  | 605 | 6.05 | 293.1552 | 293.1549 | 293.13
|  |  | 606 | 6.06 | 293.1549 | 293.1546 | 293.13
|  |  | 607 | 6.07 | 293.1546 | 293.1543 | 293.13
|  |  | 608 | 6.08 | 293.1543 | 293.1541 | 293.13
|  |  | 609 | 6.09 | 293.1541 | 293.1538 | 293.13
|  |  | 610 | 6.1 | 293.1538 | 293.1536 | 293.13
|  |  | 611 | 6.11 | 293.1536 | 293.1533 | 293.13
|  |  | 612 | 6.12 | 293.1533 | 293.153 | 293.13
|  |  | 613 | 6.13 | 293.153 | 293.1528 | 293.13
|  |  | 614 | 6.14 | 293.1528 | 293.1525 | 293.13
|  |  | 615 | 6.15 | 293.1525 | 293.1523 | 293.13
|  |  | 616 | 6.16 | 293.1523 | 293.152 | 293.13
|  |  | 617 | 6.17 | 293.152 | 293.1518 | 293.13
|  |  | 618 | 6.18 | 293.1518 | 293.1516 | 293.13
|  |  | 619 | 6.19 | 293.1516 | 293.1513 | 293.13
|  |  | 620 | 6.2 | 293.1513 | 293.1511 | 293.13
|  |  | 621 | 6.21 | 293.1511 | 293.1509 | 293.13
|  |  | 622 | 6.22 | 293.1509 | 293.1506 | 293.13
|  |  | 623 | 6.23 | 293.1506 | 293.1504 | 293.13
|  |  | 624 | 6.24 | 293.1504 | 293.1502 | 293.13
|  |  | 625 | 6.25 | 293.1502 | 293.15 | 293.13
|  |  | 626 | 6.26 | 293.15 | 293.1497 | 293.13
|  |  | 627 | 6.27 | 293.1497 | 293.1495 | 293.13
|  |  | 628 | 6.28 | 293.1495 | 293.1493 | 293.13
|  |  | 629 | 6.29 | 293.1493 | 293.1491 | 293.13
|  |  | 630 | 6.3 | 293.1491 | 293.1489 | 293.13
|  |  | 631 | 6.31 | 293.1489 | 293.1487 | 293.13
|  |  | 632 | 6.32 | 293.1487 | 293.1485 | 293.13
|  |  | 633 | 6.33 | 293.1485 | 293.1483 | 293.13
|  |  | 634 | 6.34 | 293.1483 | 293.1481 | 293.13
|  |  | 635 | 6.35 | 293.1481 | 293.1479 | 293.13
|  |  | 636 | 6.36 | 293.1479 | 293.1477 | 293.13
|  |  | 637 | 6.37 | 293.1477 | 293.1475 | 293.13
|  |  | 638 | 6.38 | 293.1475 | 293.1473 | 293.13
|  |  | 639 | 6.39 | 293.1473 | 293.1471 | 293.13
|  |  | 640 | 6.4 | 293.1471 | 293.1469 | 293.13
|  |  | 641 | 6.41 | 293.1469 | 293.1467 | 293.13
|  |  | 642 | 6.42 | 293.1467 | 293.1465 | 293.13
|  |  | 643 | 6.43 | 293.1465 | 293.1464 | 293.13
|  |  | 644 | 6.44 | 293.1464 | 293.1462 | 293.13
|  |  | 645 | 6.45 | 293.1462 | 293.146 | 293.13
|  |  | 646 | 6.46 | 293.146 | 293.1458 | 293.13
|  |  | 647 | 6.47 | 293.1458 | 293.1457 | 293.13
|  |  | 648 | 6.48 | 293.1457 | 293.1455 | 293.13
|  |  | 649 | 6.49 | 293.1455 | 293.1453 | 293.13
|  |  | 650 | 6.5 | 293.1453 | 293.1451 | 293.13
|  |  | 651 | 6.51 | 293.1451 | 293.145 | 293.13
|  |  | 652 | 6.52 | 293.145 | 293.1448 | 293.13
|  |  | 653 | 6.53 | 293.1448 | 293.1447 | 293.13
|  |  | 654 | 6.54 | 293.1447 | 293.1445 | 293.13
|  |  | 655 | 6.55 | 293.1445 | 293.1443 | 293.13
|  |  | 656 | 6.56 | 293.1443 | 293.1442 | 293.13
|  |  | 657 | 6.57 | 293.1442 | 293.144 | 293.13
|  |  | 658 | 6.58 | 293.144 | 293.1439 | 293.13
|  |  | 659 | 6.59 | 293.1439 | 293.1437 | 293.13
|  |  | 660 | 6.6 | 293.1437 | 293.1436 | 293.13
|  |  | 661 | 6.61 | 293.1436 | 293.1434 | 293.13
|  |  | 662 | 6.62 | 293.1434 | 293.1433 | 293.13
|  |  | 663 | 6.63 | 293.1433 | 293.1431 | 293.13
|  |  | 664 | 6.64 | 293.1431 | 293.143 | 293.13
|  |  | 665 | 6.65 | 293.143 | 293.1428 | 293.13
|  |  | 666 | 6.66 | 293.1428 | 293.1427 | 293.13
|  |  | 667 | 6.67 | 293.1427 | 293.1426 | 293.13
|  |  | 668 | 6.68 | 293.1426 | 293.1424 | 293.13
|  |  | 669 | 6.69 | 293.1424 | 293.1423 | 293.13
|  |  | 670 | 6.7 | 293.1423 | 293.1421 | 293.13
|  |  | 671 | 6.71 | 293.1421 | 293.142 | 293.13
|  |  | 672 | 6.72 | 293.142 | 293.1419 | 293.13
|  |  | 673 | 6.73 | 293.1419 | 293.1418 | 293.13
|  |  | 674 | 6.74 | 293.1418 | 293.1416 | 293.13
|  |  | 675 | 6.75 | 293.1416 | 293.1415 | 293.13
|  |  | 676 | 6.76 | 293.1415 | 293.1414 | 293.13
|  |  | 677 | 6.77 | 293.1414 | 293.1412 | 293.13
|  |  | 678 | 6.78 | 293.1412 | 293.1411 | 293.13
|  |  | 679 | 6.79 | 293.1411 | 293.141 | 293.13
|  |  | 680 | 6.8 | 293.141 | 293.1409 | 293.13
|  |  | 681 | 6.81 | 293.1409 | 293.1408 | 293.13
|  |  | 682 | 6.82 | 293.1408 | 293.1406 | 293.13
|  |  | 683 | 6.83 | 293.1406 | 293.1405 | 293.13
|  |  | 684 | 6.84 | 293.1405 | 293.1404 | 293.13
|  |  | 685 | 6.85 | 293.1404 | 293.1403 | 293.13
|  |  | 686 | 6.86 | 293.1403 | 293.1402 | 293.13
|  |  | 687 | 6.87 | 293.1402 | 293.1401 | 293.13
|  |  | 688 | 6.88 | 293.1401 | 293.14 | 293.13
|  |  | 689 | 6.89 | 293.14 | 293.1398 | 293.13
|  |  | 690 | 6.9 | 293.1398 | 293.1397 | 293.13
|  |  | 691 | 6.91 | 293.1397 | 293.1396 | 293.13
|  |  | 692 | 6.92 | 293.1396 | 293.1395 | 293.13
|  |  | 693 | 6.93 | 293.1395 | 293.1394 | 293.13
|  |  | 694 | 6.94 | 293.1394 | 293.1393 | 293.13
|  |  | 695 | 6.95 | 293.1393 | 293.1392 | 293.13
|  |  | 696 | 6.96 | 293.1392 | 293.1391 | 293.13
|  |  | 697 | 6.97 | 293.1391 | 293.139 | 293.13
|  |  | 698 | 6.98 | 293.139 | 293.1389 | 293.13
|  |  | 699 | 6.99 | 293.1389 | 293.1388 | 293.13
|  |  | 700 | 7 | 293.1388 | 293.1387 | 293.13
|  |  | 701 | 7.01 | 293.1387 | 293.1386 | 293.13
|  |  | 702 | 7.02 | 293.1386 | 293.1385 | 293.13
|  |  | 703 | 7.03 | 293.1385 | 293.1384 | 293.13
|  |  | 704 | 7.04 | 293.1384 | 293.1383 | 293.13
|  |  | 705 | 7.05 | 293.1383 | 293.1383 | 293.13
|  |  | 706 | 7.06 | 293.1383 | 293.1382 | 293.13
|  |  | 707 | 7.07 | 293.1382 | 293.1381 | 293.13
|  |  | 708 | 7.08 | 293.1381 | 293.138 | 293.13
|  |  | 709 | 7.09 | 293.138 | 293.1379 | 293.13
|  |  | 710 | 7.1 | 293.1379 | 293.1378 | 293.13
|  |  | 711 | 7.11 | 293.1378 | 293.1377 | 293.13
|  |  | 712 | 7.12 | 293.1377 | 293.1376 | 293.13
|  |  | 713 | 7.13 | 293.1376 | 293.1376 | 293.13
|  |  | 714 | 7.14 | 293.1376 | 293.1375 | 293.13
|  |  | 715 | 7.15 | 293.1375 | 293.1374 | 293.13
|  |  | 716 | 7.16 | 293.1374 | 293.1373 | 293.13
|  |  | 717 | 7.17 | 293.1373 | 293.1372 | 293.13
|  |  | 718 | 7.18 | 293.1372 | 293.1372 | 293.13
|  |  | 719 | 7.19 | 293.1372 | 293.1371 | 293.13
|  |  | 720 | 7.2 | 293.1371 | 293.137 | 293.13
|  |  | 721 | 7.21 | 293.137 | 293.1369 | 293.13
|  |  | 722 | 7.22 | 293.1369 | 293.1368 | 293.13
|  |  | 723 | 7.23 | 293.1368 | 293.1368 | 293.13
|  |  | 724 | 7.24 | 293.1368 | 293.1367 | 293.13
|  |  | 725 | 7.25 | 293.1367 | 293.1366 | 293.13
|  |  | 726 | 7.26 | 293.1366 | 293.1365 | 293.13
|  |  | 727 | 7.27 | 293.1365 | 293.1365 | 293.13
|  |  | 728 | 7.28 | 293.1365 | 293.1364 | 293.13
|  |  | 729 | 7.29 | 293.1364 | 293.1363 | 293.13
|  |  | 730 | 7.3 | 293.1363 | 293.1363 | 293.13
|  |  | 731 | 7.31 | 293.1363 | 293.1362 | 293.13
|  |  | 732 | 7.32 | 293.1362 | 293.1361 | 293.13
|  |  | 733 | 7.33 | 293.1361 | 293.1361 | 293.13
|  |  | 734 | 7.34 | 293.1361 | 293.136 | 293.13
|  |  | 735 | 7.35 | 293.136 | 293.1359 | 293.13
|  |  | 736 | 7.36 | 293.1359 | 293.1359 | 293.13
|  |  | 737 | 7.37 | 293.1359 | 293.1358 | 293.13
|  |  | 738 | 7.38 | 293.1358 | 293.1357 | 293.13
|  |  | 739 | 7.39 | 293.1357 | 293.1357 | 293.13
|  |  | 740 | 7.4 | 293.1357 | 293.1356 | 293.13
|  |  | 741 | 7.41 | 293.1356 | 293.1355 | 293.13
|  |  | 742 | 7.42 | 293.1355 | 293.1355 | 293.13
|  |  | 743 | 7.43 | 293.1355 | 293.1354 | 293.13
|  |  | 744 | 7.44 | 293.1354 | 293.1354 | 293.13
|  |  | 745 | 7.45 | 293.1354 | 293.1353 | 293.13
|  |  | 746 | 7.46 | 293.1353 | 293.1353 | 293.13
|  |  | 747 | 7.47 | 293.1353 | 293.1352 | 293.13
|  |  | 748 | 7.48 | 293.1352 | 293.1351 | 293.13
|  |  | 749 | 7.49 | 293.1351 | 293.1351 | 293.13
|  |  | 750 | 7.5 | 293.1351 | 293.135 | 293.13
|  |  | 751 | 7.51 | 293.135 | 293.135 | 293.13
|  |  | 752 | 7.52 | 293.135 | 293.1349 | 293.13
|  |  | 753 | 7.53 | 293.1349 | 293.1349 | 293.13
|  |  | 754 | 7.54 | 293.1349 | 293.1348 | 293.13
|  |  | 755 | 7.55 | 293.1348 | 293.1348 | 293.13
|  |  | 756 | 7.56 | 293.1348 | 293.1347 | 293.13
|  |  | 757 | 7.57 | 293.1347 | 293.1346 | 293.13
|  |  | 758 | 7.58 | 293.1346 | 293.1346 | 293.13
|  |  | 759 | 7.59 | 293.1346 | 293.1345 | 293.13
|  |  | 760 | 7.6 | 293.1345 | 293.1345 | 293.13
|  |  | 761 | 7.61 | 293.1345 | 293.1344 | 293.13
|  |  | 762 | 7.62 | 293.1344 | 293.1344 | 293.13
|  |  | 763 | 7.63 | 293.1344 | 293.1344 | 293.13
|  |  | 764 | 7.64 | 293.1344 | 293.1343 | 293.13
|  |  | 765 | 7.65 | 293.1343 | 293.1343 | 293.13
|  |  | 766 | 7.66 | 293.1343 | 293.1342 | 293.13
|  |  | 767 | 7.67 | 293.1342 | 293.1342 | 293.13
|  |  | 768 | 7.68 | 293.1342 | 293.1341 | 293.13
|  |  | 769 | 7.69 | 293.1341 | 293.1341 | 293.13
|  |  | 770 | 7.7 | 293.1341 | 293.134 | 293.13
|  |  | 771 | 7.71 | 293.134 | 293.134 | 293.13
|  |  | 772 | 7.72 | 293.134 | 293.1339 | 293.13
|  |  | 773 | 7.73 | 293.1339 | 293.1339 | 293.13
|  |  | 774 | 7.74 | 293.1339 | 293.1339 | 293.13
|  |  | 775 | 7.75 | 293.1339 | 293.1338 | 293.13
|  |  | 776 | 7.76 | 293.1338 | 293.1338 | 293.13
|  |  | 777 | 7.77 | 293.1338 | 293.1337 | 293.13
|  |  | 778 | 7.78 | 293.1337 | 293.1337 | 293.13
|  |  | 779 | 7.79 | 293.1337 | 293.1336 | 293.13
|  |  | 780 | 7.8 | 293.1336 | 293.1336 | 293.13
|  |  | 781 | 7.81 | 293.1336 | 293.1336 | 293.13
|  |  | 782 | 7.82 | 293.1336 | 293.1335 | 293.13
|  |  | 783 | 7.83 | 293.1335 | 293.1335 | 293.13
|  |  | 784 | 7.84 | 293.1335 | 293.1335 | 293.13
|  |  | 785 | 7.85 | 293.1335 | 293.1334 | 293.13
|  |  | 786 | 7.86 | 293.1334 | 293.1334 | 293.13
|  |  | 787 | 7.87 | 293.1334 | 293.1333 | 293.13
|  |  | 788 | 7.88 | 293.1333 | 293.1333 | 293.13
|  |  | 789 | 7.89 | 293.1333 | 293.1333 | 293.13
|  |  | 790 | 7.9 | 293.1333 | 293.1332 | 293.13
|  |  | 791 | 7.91 | 293.1332 | 293.1332 | 293.13
|  |  | 792 | 7.92 | 293.1332 | 293.1332 | 293.13
|  |  | 793 | 7.93 | 293.1332 | 293.1331 | 293.13
|  |  | 794 | 7.94 | 293.1331 | 293.1331 | 293.13
|  |  | 795 | 7.95 | 293.1331 | 293.1331 | 293.13
|  |  | 796 | 7.96 | 293.1331 | 293.133 | 293.13
|  |  | 797 | 7.97 | 293.133 | 293.133 | 293.13
|  |  | 798 | 7.98 | 293.133 | 293.133 | 293.13
|  |  | 799 | 7.99 | 293.133 | 293.1329 | 293.13
|  |  | 800 | 8 | 293.1329 | 293.1329 | 293.13
|  |  | 801 | 8.01 | 293.1329 | 293.1329 | 293.13
|  |  | 802 | 8.02 | 293.1329 | 293.1328 | 293.13
|  |  | 803 | 8.03 | 293.1328 | 293.1328 | 293.13
|  |  | 804 | 8.04 | 293.1328 | 293.1328 | 293.13
|  |  | 805 | 8.05 | 293.1328 | 293.1327 | 293.13
|  |  | 806 | 8.06 | 293.1327 | 293.1327 | 293.13
|  |  | 807 | 8.07 | 293.1327 | 293.1327 | 293.13
|  |  | 808 | 8.08 | 293.1327 | 293.1326 | 293.13
|  |  | 809 | 8.09 | 293.1326 | 293.1326 | 293.13
|  |  | 810 | 8.1 | 293.1326 | 293.1326 | 293.13
|  |  | 811 | 8.11 | 293.1326 | 293.1326 | 293.13
|  |  | 812 | 8.12 | 293.1326 | 293.1325 | 293.13
|  |  | 813 | 8.13 | 293.1325 | 293.1325 | 293.13
|  |  | 814 | 8.14 | 293.1325 | 293.1325 | 293.13
|  |  | 815 | 8.15 | 293.1325 | 293.1325 | 293.13
|  |  | 816 | 8.16 | 293.1325 | 293.1324 | 293.13
|  |  | 817 | 8.17 | 293.1324 | 293.1324 | 293.13
|  |  | 818 | 8.18 | 293.1324 | 293.1324 | 293.13
|  |  | 819 | 8.19 | 293.1324 | 293.1323 | 293.13
|  |  | 820 | 8.2 | 293.1323 | 293.1323 | 293.13
|  |  | 821 | 8.21 | 293.1323 | 293.1323 | 293.13
|  |  | 822 | 8.22 | 293.1323 | 293.1323 | 293.13
|  |  | 823 | 8.23 | 293.1323 | 293.1322 | 293.13
|  |  | 824 | 8.24 | 293.1322 | 293.1322 | 293.13
|  |  | 825 | 8.25 | 293.1322 | 293.1322 | 293.13
|  |  | 826 | 8.26 | 293.1322 | 293.1322 | 293.13
|  |  | 827 | 8.27 | 293.1322 | 293.1321 | 293.13
|  |  | 828 | 8.28 | 293.1321 | 293.1321 | 293.13
|  |  | 829 | 8.29 | 293.1321 | 293.1321 | 293.13
|  |  | 830 | 8.3 | 293.1321 | 293.1321 | 293.13
|  |  | 831 | 8.31 | 293.1321 | 293.1321 | 293.13
|  |  | 832 | 8.32 | 293.1321 | 293.132 | 293.13
|  |  | 833 | 8.33 | 293.132 | 293.132 | 293.13
|  |  | 834 | 8.34 | 293.132 | 293.132 | 293.13
|  |  | 835 | 8.35 | 293.132 | 293.132 | 293.13
|  |  | 836 | 8.36 | 293.132 | 293.1319 | 293.13
|  |  | 837 | 8.37 | 293.1319 | 293.1319 | 293.13
|  |  | 838 | 8.38 | 293.1319 | 293.1319 | 293.13
|  |  | 839 | 8.39 | 293.1319 | 293.1319 | 293.13
|  |  | 840 | 8.4 | 293.1319 | 293.1319 | 293.13
|  |  | 841 | 8.41 | 293.1319 | 293.1318 | 293.13
|  |  | 842 | 8.42 | 293.1318 | 293.1318 | 293.13
|  |  | 843 | 8.43 | 293.1318 | 293.1318 | 293.13
|  |  | 844 | 8.44 | 293.1318 | 293.1318 | 293.13
|  |  | 845 | 8.45 | 293.1318 | 293.1318 | 293.13
|  |  | 846 | 8.46 | 293.1318 | 293.1317 | 293.13
|  |  | 847 | 8.47 | 293.1317 | 293.1317 | 293.13
|  |  | 848 | 8.48 | 293.1317 | 293.1317 | 293.13
|  |  | 849 | 8.49 | 293.1317 | 293.1317 | 293.13
|  |  | 850 | 8.5 | 293.1317 | 293.1317 | 293.13
|  |  | 851 | 8.51 | 293.1317 | 293.1316 | 293.13
|  |  | 852 | 8.52 | 293.1316 | 293.1316 | 293.13
|  |  | 853 | 8.53 | 293.1316 | 293.1316 | 293.13
|  |  | 854 | 8.54 | 293.1316 | 293.1316 | 293.13
|  |  | 855 | 8.55 | 293.1316 | 293.1316 | 293.13
|  |  | 856 | 8.56 | 293.1316 | 293.1316 | 293.13
|  |  | 857 | 8.57 | 293.1316 | 293.1315 | 293.13
|  |  | 858 | 8.58 | 293.1315 | 293.1315 | 293.13
|  |  | 859 | 8.59 | 293.1315 | 293.1315 | 293.13
|  |  | 860 | 8.6 | 293.1315 | 293.1315 | 293.13
|  |  | 861 | 8.61 | 293.1315 | 293.1315 | 293.13
|  |  | 862 | 8.62 | 293.1315 | 293.1315 | 293.13
|  |  | 863 | 8.63 | 293.1315 | 293.1314 | 293.13
|  |  | 864 | 8.64 | 293.1314 | 293.1314 | 293.13
|  |  | 865 | 8.65 | 293.1314 | 293.1314 | 293.13
|  |  | 866 | 8.66 | 293.1314 | 293.1314 | 293.13
|  |  | 867 | 8.67 | 293.1314 | 293.1314 | 293.13
|  |  | 868 | 8.68 | 293.1314 | 293.1314 | 293.13
|  |  | 869 | 8.69 | 293.1314 | 293.1314 | 293.13
|  |  | 870 | 8.7 | 293.1314 | 293.1313 | 293.13
|  |  | 871 | 8.71 | 293.1313 | 293.1313 | 293.13
|  |  | 872 | 8.72 | 293.1313 | 293.1313 | 293.13
|  |  | 873 | 8.73 | 293.1313 | 293.1313 | 293.13
|  |  | 874 | 8.74 | 293.1313 | 293.1313 | 293.13
|  |  | 875 | 8.75 | 293.1313 | 293.1313 | 293.13
|  |  | 876 | 8.76 | 293.1313 | 293.1313 | 293.13
|  |  | 877 | 8.77 | 293.1313 | 293.1312 | 293.13
|  |  | 878 | 8.78 | 293.1312 | 293.1312 | 293.13
|  |  | 879 | 8.79 | 293.1312 | 293.1312 | 293.13
|  |  | 880 | 8.8 | 293.1312 | 293.1312 | 293.13
|  |  | 881 | 8.81 | 293.1312 | 293.1312 | 293.13
|  |  | 882 | 8.82 | 293.1312 | 293.1312 | 293.13
|  |  | 883 | 8.83 | 293.1312 | 293.1312 | 293.13
|  |  | 884 | 8.84 | 293.1312 | 293.1311 | 293.13
|  |  | 885 | 8.85 | 293.1311 | 293.1311 | 293.13
|  |  | 886 | 8.86 | 293.1311 | 293.1311 | 293.13
|  |  | 887 | 8.87 | 293.1311 | 293.1311 | 293.13
|  |  | 888 | 8.88 | 293.1311 | 293.1311 | 293.13
|  |  | 889 | 8.89 | 293.1311 | 293.1311 | 293.13
|  |  | 890 | 8.9 | 293.1311 | 293.1311 | 293.13
|  |  | 891 | 8.91 | 293.1311 | 293.1311 | 293.13
|  |  | 892 | 8.92 | 293.1311 | 293.131 | 293.13
|  |  | 893 | 8.93 | 293.131 | 293.131 | 293.13
|  |  | 894 | 8.94 | 293.131 | 293.131 | 293.13
|  |  | 895 | 8.95 | 293.131 | 293.131 | 293.13
|  |  | 896 | 8.96 | 293.131 | 293.131 | 293.13
|  |  | 897 | 8.97 | 293.131 | 293.131 | 293.13
|  |  | 898 | 8.98 | 293.131 | 293.131 | 293.13
|  |  | 899 | 8.99 | 293.131 | 293.131 | 293.13
|  |  | 900 | 9 | 293.131 | 293.131 | 293.13
|  |  | 901 | 9.01 | 293.131 | 293.1309 | 293.13
|  |  | 902 | 9.02 | 293.1309 | 293.1309 | 293.13
|  |  | 903 | 9.03 | 293.1309 | 293.1309 | 293.13
|  |  | 904 | 9.04 | 293.1309 | 293.1309 | 293.13
|  |  | 905 | 9.05 | 293.1309 | 293.1309 | 293.13
|  |  | 906 | 9.06 | 293.1309 | 293.1309 | 293.13
|  |  | 907 | 9.07 | 293.1309 | 293.1309 | 293.13
|  |  | 908 | 9.08 | 293.1309 | 293.1309 | 293.13
|  |  | 909 | 9.09 | 293.1309 | 293.1309 | 293.13
|  |  | 910 | 9.1 | 293.1309 | 293.1309 | 293.13
|  |  | 911 | 9.11 | 293.1309 | 293.1308 | 293.13
|  |  | 912 | 9.12 | 293.1308 | 293.1308 | 293.13
|  |  | 913 | 9.13 | 293.1308 | 293.1308 | 293.13
|  |  | 914 | 9.14 | 293.1308 | 293.1308 | 293.13
|  |  | 915 | 9.15 | 293.1308 | 293.1308 | 293.13
|  |  | 916 | 9.16 | 293.1308 | 293.1308 | 293.13
|  |  | 917 | 9.17 | 293.1308 | 293.1308 | 293.13
|  |  | 918 | 9.18 | 293.1308 | 293.1308 | 293.13
|  |  | 919 | 9.19 | 293.1308 | 293.1308 | 293.13
|  |  | 920 | 9.2 | 293.1308 | 293.1308 | 293.13
|  |  | 921 | 9.21 | 293.1308 | 293.1308 | 293.13
|  |  | 922 | 9.22 | 293.1308 | 293.1308 | 293.13
|  |  | 923 | 9.23 | 293.1308 | 293.1307 | 293.13
|  |  | 924 | 9.24 | 293.1307 | 293.1307 | 293.13
|  |  | 925 | 9.25 | 293.1307 | 293.1307 | 293.13
|  |  | 926 | 9.26 | 293.1307 | 293.1307 | 293.13
|  |  | 927 | 9.27 | 293.1307 | 293.1307 | 293.13
|  |  | 928 | 9.28 | 293.1307 | 293.1307 | 293.13
|  |  | 929 | 9.29 | 293.1307 | 293.1307 | 293.13
|  |  | 930 | 9.3 | 293.1307 | 293.1307 | 293.13
|  |  | 931 | 9.31 | 293.1307 | 293.1307 | 293.13
|  |  | 932 | 9.32 | 293.1307 | 293.1307 | 293.13
|  |  | 933 | 9.33 | 293.1307 | 293.1307 | 293.13
|  |  | 934 | 9.34 | 293.1307 | 293.1307 | 293.13
|  |  | 935 | 9.35 | 293.1307 | 293.1307 | 293.13
|  |  | 936 | 9.36 | 293.1307 | 293.1306 | 293.13
|  |  | 937 | 9.37 | 293.1306 | 293.1306 | 293.13
|  |  | 938 | 9.38 | 293.1306 | 293.1306 | 293.13
|  |  | 939 | 9.39 | 293.1306 | 293.1306 | 293.13
|  |  | 940 | 9.4 | 293.1306 | 293.1306 | 293.13
|  |  | 941 | 9.41 | 293.1306 | 293.1306 | 293.13
|  |  | 942 | 9.42 | 293.1306 | 293.1306 | 293.13
|  |  | 943 | 9.43 | 293.1306 | 293.1306 | 293.13
|  |  | 944 | 9.44 | 293.1306 | 293.1306 | 293.13
|  |  | 945 | 9.45 | 293.1306 | 293.1306 | 293.13
|  |  | 946 | 9.46 | 293.1306 | 293.1306 | 293.13
|  |  | 947 | 9.47 | 293.1306 | 293.1306 | 293.13
|  |  | 948 | 9.48 | 293.1306 | 293.1306 | 293.13
|  |  | 949 | 9.49 | 293.1306 | 293.1306 | 293.13
|  |  | 950 | 9.5 | 293.1306 | 293.1306 | 293.13
|  |  | 951 | 9.51 | 293.1306 | 293.1305 | 293.13
|  |  | 952 | 9.52 | 293.1305 | 293.1305 | 293.13
|  |  | 953 | 9.53 | 293.1305 | 293.1305 | 293.13
|  |  | 954 | 9.54 | 293.1305 | 293.1305 | 293.13
|  |  | 955 | 9.55 | 293.1305 | 293.1305 | 293.13
|  |  | 956 | 9.56 | 293.1305 | 293.1305 | 293.13
|  |  | 957 | 9.57 | 293.1305 | 293.1305 | 293.13
|  |  | 958 | 9.58 | 293.1305 | 293.1305 | 293.13
|  |  | 959 | 9.59 | 293.1305 | 293.1305 | 293.13
|  |  | 960 | 9.6 | 293.1305 | 293.1305 | 293.13
|  |  | 961 | 9.61 | 293.1305 | 293.1305 | 293.13
|  |  | 962 | 9.62 | 293.1305 | 293.1305 | 293.13
|  |  | 963 | 9.63 | 293.1305 | 293.1305 | 293.13
|  |  | 964 | 9.64 | 293.1305 | 293.1305 | 293.13
|  |  | 965 | 9.65 | 293.1305 | 293.1305 | 293.13
|  |  | 966 | 9.66 | 293.1305 | 293.1305 | 293.13
|  |  | 967 | 9.67 | 293.1305 | 293.1305 | 293.13
|  |  | 968 | 9.68 | 293.1305 | 293.1305 | 293.13
|  |  | 969 | 9.69 | 293.1305 | 293.1304 | 293.13
|  |  | 970 | 9.7 | 293.1304 | 293.1304 | 293.13
|  |  | 971 | 9.71 | 293.1304 | 293.1304 | 293.13
|  |  | 972 | 9.72 | 293.1304 | 293.1304 | 293.13
|  |  | 973 | 9.73 | 293.1304 | 293.1304 | 293.13
|  |  | 974 | 9.74 | 293.1304 | 293.1304 | 293.13
|  |  | 975 | 9.75 | 293.1304 | 293.1304 | 293.13
|  |  | 976 | 9.76 | 293.1304 | 293.1304 | 293.13
|  |  | 977 | 9.77 | 293.1304 | 293.1304 | 293.13
|  |  | 978 | 9.78 | 293.1304 | 293.1304 | 293.13
|  |  | 979 | 9.79 | 293.1304 | 293.1304 | 293.13
|  |  | 980 | 9.8 | 293.1304 | 293.1304 | 293.13
|  |  | 981 | 9.81 | 293.1304 | 293.1304 | 293.13
|  |  | 982 | 9.82 | 293.1304 | 293.1304 | 293.13
|  |  | 983 | 9.83 | 293.1304 | 293.1304 | 293.13
|  |  | 984 | 9.84 | 293.1304 | 293.1304 | 293.13
|  |  | 985 | 9.85 | 293.1304 | 293.1304 | 293.13
|  |  | 986 | 9.86 | 293.1304 | 293.1304 | 293.13
|  |  | 987 | 9.87 | 293.1304 | 293.1304 | 293.13
|  |  | 988 | 9.88 | 293.1304 | 293.1304 | 293.13
|  |  | 989 | 9.89 | 293.1304 | 293.1304 | 293.13
|  |  | 990 | 9.9 | 293.1304 | 293.1304 | 293.13
|  |  | 991 | 9.91 | 293.1304 | 293.1304 | 293.13
|  |  | 992 | 9.92 | 293.1304 | 293.1303 | 293.13
|  |  | 993 | 9.93 | 293.1303 | 293.1303 | 293.13
|  |  | 994 | 9.94 | 293.1303 | 293.1303 | 293.13
|  |  | 995 | 9.95 | 293.1303 | 293.1303 | 293.13
|  |  | 996 | 9.96 | 293.1303 | 293.1303 | 293.13
|  |  | 997 | 9.97 | 293.1303 | 293.1303 | 293.13
|  |  | 998 | 9.98 | 293.1303 | 293.1303 | 293.13
|  |  | 999 | 9.99 | 293.1303 | 293.1303 | 293.13
|  |  | 1000 | 10 | 293.1303 | 293.1303 | 293.13
Notes: 1.173 m path length, 1L water heated to 40 and flowed at 4 mL/min to equilibrium at exit.
Thermal conductivities only available at 20-25 deg. for solids.
Thermal conductivities of liquids used at appropriate temperature if available in literature.
Deionised water used for initial test

## 2.0 Passive Heat Reg
| Link | Thermal Conductivity (λ) @ 25 °C | I.D (mm) | O.D (mm) | Wall thickness (mm) | Temperature (K) | Density (g/mL) | Heat Capacity (J/g.K)
PEEK 1/16 | http://www.goodfellow.com/A/Polyetheretherketone.html | 0.25 | 0.75 | 1.5875 | 0.8375
PEEK 1/32 |  | 0.25 | 0.5 | 0.7938 | 0.2938
Water (40 °C) |  | 0.598 |  |  |  | 313.13 | 0.997 | 4.18
Air |  | 0.02735 |  |  |  | 293.13
Armaflex |  | 0.042 | 1.5875 | 2.5875 | 1
Insulation assumed to be tight fitting insulative material similar to armaflex
Pipe Heat Loss
https://www.engineeringtoolbox.com/water-flow-rates-heating-systems-d_659.html
Tin
Tsolv | 313.13 |  | V̇ (m3/s) | volumetric flowrate |  | 6.6667e-08
S Wall thickness (m) PEEK | 0.0008375 |  | Q (kW, kJ/s) | heat flowrate |  | 3.5643e-05
S2 Wall thickness (m) Insulation | 0.001 |  | Cp (kJ/kg.K) | heat capacity |  | 4.18
Nu | 3.66 |  | ρ (kg/m3) | density |  | 997
Length Total (m) | 1.173 |  | Tin (K) | (Tsolv) |  | 313.13
L (increment) (m) | 0.01 |  | Tout (K) | Calculated exit temp |  | 313.0017
Max iterations (set in options) | 117.3
r (O.D for surface PEEK) m | 0.00079375 |  | Curve Fit for Temperature Loss
D (I.Dfor volume PEEK) m | 0.00075
D (O.D for Surface Insulation) m | 0.0025875
r1 | 0.000375
r2 | 0.00079375 |  |  |  | Tin | Tout
r3 | 0.0012937 |  |  |  | 313.13 | 313.0017
αWater | 2918.24
αAir | 35
ΔT (Tsolv - Tair) (K) | 20 |  | Iteration | Length | Temperature In | Temperature Out | Room Temperature
k | 35.7339 |  | 0 | 0 | 313.13 | 313.0017 | 293.13
A (m2) | 4.9873e-05 |  | 1 | 0.01 | 313.0017 | 312.8742 | 293.13
Pi | 3.1416 |  | 2 | 0.02 | 312.8742 | 312.7476 | 293.13
Q (W or J/s) | 0.035643 |  | 3 | 0.03 | 312.7476 | 312.6218 | 293.13
Flowrate (mL/min) | 4 |  | 4 | 0.04 | 312.6218 | 312.4967 | 293.13
|  |  | 5 | 0.05 | 312.4967 | 312.3725 | 293.13
|  |  | 6 | 0.06 | 312.3725 | 312.2491 | 293.13
|  |  | 7 | 0.07 | 312.2491 | 312.1264 | 293.13
|  |  | 8 | 0.08 | 312.1264 | 312.0046 | 293.13
|  |  | 9 | 0.09 | 312.0046 | 311.8835 | 293.13
|  |  | 10 | 0.1 | 311.8835 | 311.7632 | 293.13
|  |  | 11 | 0.11 | 311.7632 | 311.6437 | 293.13
|  |  | 12 | 0.12 | 311.6437 | 311.5249 | 293.13
|  |  | 13 | 0.13 | 311.5249 | 311.4069 | 293.13
|  |  | 14 | 0.14 | 311.4069 | 311.2897 | 293.13
|  |  | 15 | 0.15 | 311.2897 | 311.1732 | 293.13
|  |  | 16 | 0.16 | 311.1732 | 311.0575 | 293.13
|  |  | 17 | 0.17 | 311.0575 | 310.9425 | 293.13
|  |  | 18 | 0.18 | 310.9425 | 310.8282 | 293.13
|  |  | 19 | 0.19 | 310.8282 | 310.7147 | 293.13
|  |  | 20 | 0.2 | 310.7147 | 310.6019 | 293.13
|  |  | 21 | 0.21 | 310.6019 | 310.4898 | 293.13
|  |  | 22 | 0.22 | 310.4898 | 310.3785 | 293.13
|  |  | 23 | 0.23 | 310.3785 | 310.2678 | 293.13
|  |  | 24 | 0.24 | 310.2678 | 310.1579 | 293.13
|  |  | 25 | 0.25 | 310.1579 | 310.0487 | 293.13
|  |  | 26 | 0.26 | 310.0487 | 309.9401 | 293.13
|  |  | 27 | 0.27 | 309.9401 | 309.8323 | 293.13
|  |  | 28 | 0.28 | 309.8323 | 309.7252 | 293.13
|  |  | 29 | 0.29 | 309.7252 | 309.6187 | 293.13
|  |  | 30 | 0.3 | 309.6187 | 309.513 | 293.13
|  |  | 31 | 0.31 | 309.513 | 309.4079 | 293.13
|  |  | 32 | 0.32 | 309.4079 | 309.3035 | 293.13
|  |  | 33 | 0.33 | 309.3035 | 309.1997 | 293.13
|  |  | 34 | 0.34 | 309.1997 | 309.0966 | 293.13
|  |  | 35 | 0.35 | 309.0966 | 308.9942 | 293.13
|  |  | 36 | 0.36 | 308.9942 | 308.8925 | 293.13
|  |  | 37 | 0.37 | 308.8925 | 308.7913 | 293.13
|  |  | 38 | 0.38 | 308.7913 | 308.6909 | 293.13
|  |  | 39 | 0.39 | 308.6909 | 308.5911 | 293.13
|  |  | 40 | 0.4 | 308.5911 | 308.4919 | 293.13
|  |  | 41 | 0.41 | 308.4919 | 308.3934 | 293.13
|  |  | 42 | 0.42 | 308.3934 | 308.2955 | 293.13
|  |  | 43 | 0.43 | 308.2955 | 308.1982 | 293.13
|  |  | 44 | 0.44 | 308.1982 | 308.1015 | 293.13
|  |  | 45 | 0.45 | 308.1015 | 308.0055 | 293.13
|  |  | 46 | 0.46 | 308.0055 | 307.9101 | 293.13
|  |  | 47 | 0.47 | 307.9101 | 307.8153 | 293.13
|  |  | 48 | 0.48 | 307.8153 | 307.7211 | 293.13
|  |  | 49 | 0.49 | 307.7211 | 307.6275 | 293.13
|  |  | 50 | 0.5 | 307.6275 | 307.5345 | 293.13
|  |  | 51 | 0.51 | 307.5345 | 307.4421 | 293.13
|  |  | 52 | 0.52 | 307.4421 | 307.3503 | 293.13
|  |  | 53 | 0.53 | 307.3503 | 307.2591 | 293.13
|  |  | 54 | 0.54 | 307.2591 | 307.1684 | 293.13
|  |  | 55 | 0.55 | 307.1684 | 307.0784 | 293.13
|  |  | 56 | 0.56 | 307.0784 | 306.9889 | 293.13
|  |  | 57 | 0.57 | 306.9889 | 306.9 | 293.13
|  |  | 58 | 0.58 | 306.9 | 306.8117 | 293.13
|  |  | 59 | 0.59 | 306.8117 | 306.7239 | 293.13
|  |  | 60 | 0.6 | 306.7239 | 306.6367 | 293.13
|  |  | 61 | 0.61 | 306.6367 | 306.5501 | 293.13
|  |  | 62 | 0.62 | 306.5501 | 306.464 | 293.13
|  |  | 63 | 0.63 | 306.464 | 306.3785 | 293.13
|  |  | 64 | 0.64 | 306.3785 | 306.2935 | 293.13
|  |  | 65 | 0.65 | 306.2935 | 306.209 | 293.13
|  |  | 66 | 0.66 | 306.209 | 306.1251 | 293.13
|  |  | 67 | 0.67 | 306.1251 | 306.0418 | 293.13
|  |  | 68 | 0.68 | 306.0418 | 305.959 | 293.13
|  |  | 69 | 0.69 | 305.959 | 305.8767 | 293.13
|  |  | 70 | 0.7 | 305.8767 | 305.7949 | 293.13
|  |  | 71 | 0.71 | 305.7949 | 305.7137 | 293.13
|  |  | 72 | 0.72 | 305.7137 | 305.633 | 293.13
|  |  | 73 | 0.73 | 305.633 | 305.5528 | 293.13
|  |  | 74 | 0.74 | 305.5528 | 305.4731 | 293.13
|  |  | 75 | 0.75 | 305.4731 | 305.3939 | 293.13
|  |  | 76 | 0.76 | 305.3939 | 305.3152 | 293.13
|  |  | 77 | 0.77 | 305.3152 | 305.2371 | 293.13
|  |  | 78 | 0.78 | 305.2371 | 305.1594 | 293.13
|  |  | 79 | 0.79 | 305.1594 | 305.0822 | 293.13
|  |  | 80 | 0.8 | 305.0822 | 305.0056 | 293.13
|  |  | 81 | 0.81 | 305.0056 | 304.9294 | 293.13
|  |  | 82 | 0.82 | 304.9294 | 304.8537 | 293.13
|  |  | 83 | 0.83 | 304.8537 | 304.7785 | 293.13
|  |  | 84 | 0.84 | 304.7785 | 304.7038 | 293.13
|  |  | 85 | 0.85 | 304.7038 | 304.6295 | 293.13
|  |  | 86 | 0.86 | 304.6295 | 304.5558 | 293.13
|  |  | 87 | 0.87 | 304.5558 | 304.4825 | 293.13
|  |  | 88 | 0.88 | 304.4825 | 304.4097 | 293.13
|  |  | 89 | 0.89 | 304.4097 | 304.3373 | 293.13
|  |  | 90 | 0.9 | 304.3373 | 304.2654 | 293.13
|  |  | 91 | 0.91 | 304.2654 | 304.194 | 293.13
|  |  | 92 | 0.92 | 304.194 | 304.123 | 293.13
|  |  | 93 | 0.93 | 304.123 | 304.0525 | 293.13
|  |  | 94 | 0.94 | 304.0525 | 303.9825 | 293.13
|  |  | 95 | 0.95 | 303.9825 | 303.9128 | 293.13
|  |  | 96 | 0.96 | 303.9128 | 303.8437 | 293.13
|  |  | 97 | 0.97 | 303.8437 | 303.775 | 293.13
|  |  | 98 | 0.98 | 303.775 | 303.7067 | 293.13
|  |  | 99 | 0.99 | 303.7067 | 303.6388 | 293.13
|  |  | 100 | 1 | 303.6388 | 303.5714 | 293.13
|  |  | 101 | 1.01 | 303.5714 | 303.5044 | 293.13
|  |  | 102 | 1.02 | 303.5044 | 303.4379 | 293.13
|  |  | 103 | 1.03 | 303.4379 | 303.3718 | 293.13
|  |  | 104 | 1.04 | 303.3718 | 303.3061 | 293.13
|  |  | 105 | 1.05 | 303.3061 | 303.2408 | 293.13
|  |  | 106 | 1.06 | 303.2408 | 303.1759 | 293.13
|  |  | 107 | 1.07 | 303.1759 | 303.1115 | 293.13
|  |  | 108 | 1.08 | 303.1115 | 303.0475 | 293.13
|  |  | 109 | 1.09 | 303.0475 | 302.9839 | 293.13
|  |  | 110 | 1.1 | 302.9839 | 302.9207 | 293.13
|  |  | 111 | 1.11 | 302.9207 | 302.8579 | 293.13
|  |  | 112 | 1.12 | 302.8579 | 302.7955 | 293.13
|  |  | 113 | 1.13 | 302.7955 | 302.7335 | 293.13
|  |  | 114 | 1.14 | 302.7335 | 302.6719 | 293.13
|  |  | 115 | 1.15 | 302.6719 | 302.6106 | 293.13
|  |  | 116 | 1.16 | 302.6106 | 302.5498 | 293.13
|  |  | 117 | 1.17 | 302.5498 | 302.4894 | 293.13
|  |  | 118 | 1.18 | 302.4894 | 302.4294 | 293.13
|  |  | 119 | 1.19 | 302.4294 | 302.3697 | 293.13
|  |  | 120 | 1.2 | 302.3697 | 302.3105 | 293.13
|  |  | 121 | 1.21 | 302.3105 | 302.2516 | 293.13
|  |  | 122 | 1.22 | 302.2516 | 302.1931 | 293.13
|  |  | 123 | 1.23 | 302.1931 | 302.1349 | 293.13
|  |  | 124 | 1.24 | 302.1349 | 302.0772 | 293.13
|  |  | 125 | 1.25 | 302.0772 | 302.0198 | 293.13
|  |  | 126 | 1.26 | 302.0198 | 301.9627 | 293.13
|  |  | 127 | 1.27 | 301.9627 | 301.9061 | 293.13
|  |  | 128 | 1.28 | 301.9061 | 301.8498 | 293.13
|  |  | 129 | 1.29 | 301.8498 | 301.7939 | 293.13
|  |  | 130 | 1.3 | 301.7939 | 301.7383 | 293.13
|  |  | 131 | 1.31 | 301.7383 | 301.6831 | 293.13
|  |  | 132 | 1.32 | 301.6831 | 301.6282 | 293.13
|  |  | 133 | 1.33 | 301.6282 | 301.5737 | 293.13
|  |  | 134 | 1.34 | 301.5737 | 301.5195 | 293.13
|  |  | 135 | 1.35 | 301.5195 | 301.4657 | 293.13
|  |  | 136 | 1.36 | 301.4657 | 301.4122 | 293.13
|  |  | 137 | 1.37 | 301.4122 | 301.3591 | 293.13
|  |  | 138 | 1.38 | 301.3591 | 301.3063 | 293.13
|  |  | 139 | 1.39 | 301.3063 | 301.2539 | 293.13
|  |  | 140 | 1.4 | 301.2539 | 301.2018 | 293.13
|  |  | 141 | 1.41 | 301.2018 | 301.15 | 293.13
|  |  | 142 | 1.42 | 301.15 | 301.0986 | 293.13
|  |  | 143 | 1.43 | 301.0986 | 301.0474 | 293.13
|  |  | 144 | 1.44 | 301.0474 | 300.9967 | 293.13
|  |  | 145 | 1.45 | 300.9967 | 300.9462 | 293.13
|  |  | 146 | 1.46 | 300.9462 | 300.8961 | 293.13
|  |  | 147 | 1.47 | 300.8961 | 300.8462 | 293.13
|  |  | 148 | 1.48 | 300.8462 | 300.7967 | 293.13
|  |  | 149 | 1.49 | 300.7967 | 300.7476 | 293.13
|  |  | 150 | 1.5 | 300.7476 | 300.6987 | 293.13
|  |  | 151 | 1.51 | 300.6987 | 300.6502 | 293.13
|  |  | 152 | 1.52 | 300.6502 | 300.6019 | 293.13
|  |  | 153 | 1.53 | 300.6019 | 300.554 | 293.13
|  |  | 154 | 1.54 | 300.554 | 300.5064 | 293.13
|  |  | 155 | 1.55 | 300.5064 | 300.4591 | 293.13
|  |  | 156 | 1.56 | 300.4591 | 300.412 | 293.13
|  |  | 157 | 1.57 | 300.412 | 300.3653 | 293.13
|  |  | 158 | 1.58 | 300.3653 | 300.3189 | 293.13
|  |  | 159 | 1.59 | 300.3189 | 300.2728 | 293.13
|  |  | 160 | 1.6 | 300.2728 | 300.227 | 293.13
|  |  | 161 | 1.61 | 300.227 | 300.1815 | 293.13
|  |  | 162 | 1.62 | 300.1815 | 300.1362 | 293.13
|  |  | 163 | 1.63 | 300.1362 | 300.0913 | 293.13
|  |  | 164 | 1.64 | 300.0913 | 300.0466 | 293.13
|  |  | 165 | 1.65 | 300.0466 | 300.0023 | 293.13
|  |  | 166 | 1.66 | 300.0023 | 299.9582 | 293.13
|  |  | 167 | 1.67 | 299.9582 | 299.9144 | 293.13
|  |  | 168 | 1.68 | 299.9144 | 299.8709 | 293.13
|  |  | 169 | 1.69 | 299.8709 | 299.8276 | 293.13
|  |  | 170 | 1.7 | 299.8276 | 299.7847 | 293.13
|  |  | 171 | 1.71 | 299.7847 | 299.742 | 293.13
|  |  | 172 | 1.72 | 299.742 | 299.6996 | 293.13
|  |  | 173 | 1.73 | 299.6996 | 299.6574 | 293.13
|  |  | 174 | 1.74 | 299.6574 | 299.6156 | 293.13
|  |  | 175 | 1.75 | 299.6156 | 299.574 | 293.13
|  |  | 176 | 1.76 | 299.574 | 299.5326 | 293.13
|  |  | 177 | 1.77 | 299.5326 | 299.4916 | 293.13
|  |  | 178 | 1.78 | 299.4916 | 299.4507 | 293.13
|  |  | 179 | 1.79 | 299.4507 | 299.4102 | 293.13
|  |  | 180 | 1.8 | 299.4102 | 299.3699 | 293.13
|  |  | 181 | 1.81 | 299.3699 | 299.3299 | 293.13
|  |  | 182 | 1.82 | 299.3299 | 299.2901 | 293.13
|  |  | 183 | 1.83 | 299.2901 | 299.2506 | 293.13
|  |  | 184 | 1.84 | 299.2506 | 299.2113 | 293.13
|  |  | 185 | 1.85 | 299.2113 | 299.1723 | 293.13
|  |  | 186 | 1.86 | 299.1723 | 299.1336 | 293.13
|  |  | 187 | 1.87 | 299.1336 | 299.0951 | 293.13
|  |  | 188 | 1.88 | 299.0951 | 299.0568 | 293.13
|  |  | 189 | 1.89 | 299.0568 | 299.0188 | 293.13
|  |  | 190 | 1.9 | 299.0188 | 298.981 | 293.13
|  |  | 191 | 1.91 | 298.981 | 298.9435 | 293.13
|  |  | 192 | 1.92 | 298.9435 | 298.9062 | 293.13
|  |  | 193 | 1.93 | 298.9062 | 298.8691 | 293.13
|  |  | 194 | 1.94 | 298.8691 | 298.8323 | 293.13
|  |  | 195 | 1.95 | 298.8323 | 298.7957 | 293.13
|  |  | 196 | 1.96 | 298.7957 | 298.7594 | 293.13
|  |  | 197 | 1.97 | 298.7594 | 298.7233 | 293.13
|  |  | 198 | 1.98 | 298.7233 | 298.6874 | 293.13
|  |  | 199 | 1.99 | 298.6874 | 298.6518 | 293.13
|  |  | 200 | 2 | 298.6518 | 298.6164 | 293.13
|  |  | 201 | 2.01 | 298.6164 | 298.5812 | 293.13
|  |  | 202 | 2.02 | 298.5812 | 298.5462 | 293.13
|  |  | 203 | 2.03 | 298.5462 | 298.5114 | 293.13
|  |  | 204 | 2.04 | 298.5114 | 298.4769 | 293.13
|  |  | 205 | 2.05 | 298.4769 | 298.4426 | 293.13
|  |  | 206 | 2.06 | 298.4426 | 298.4086 | 293.13
|  |  | 207 | 2.07 | 298.4086 | 298.3747 | 293.13
|  |  | 208 | 2.08 | 298.3747 | 298.3411 | 293.13
|  |  | 209 | 2.09 | 298.3411 | 298.3076 | 293.13
|  |  | 210 | 2.1 | 298.3076 | 298.2744 | 293.13
|  |  | 211 | 2.11 | 298.2744 | 298.2414 | 293.13
|  |  | 212 | 2.12 | 298.2414 | 298.2086 | 293.13
|  |  | 213 | 2.13 | 298.2086 | 298.1761 | 293.13
|  |  | 214 | 2.14 | 298.1761 | 298.1437 | 293.13
|  |  | 215 | 2.15 | 298.1437 | 298.1115 | 293.13
|  |  | 216 | 2.16 | 298.1115 | 298.0796 | 293.13
|  |  | 217 | 2.17 | 298.0796 | 298.0478 | 293.13
|  |  | 218 | 2.18 | 298.0478 | 298.0163 | 293.13
|  |  | 219 | 2.19 | 298.0163 | 297.9849 | 293.13
|  |  | 220 | 2.2 | 297.9849 | 297.9538 | 293.13
|  |  | 221 | 2.21 | 297.9538 | 297.9228 | 293.13
|  |  | 222 | 2.22 | 297.9228 | 297.8921 | 293.13
|  |  | 223 | 2.23 | 297.8921 | 297.8616 | 293.13
|  |  | 224 | 2.24 | 297.8616 | 297.8312 | 293.13
|  |  | 225 | 2.25 | 297.8312 | 297.8011 | 293.13
|  |  | 226 | 2.26 | 297.8011 | 297.7711 | 293.13
|  |  | 227 | 2.27 | 297.7711 | 297.7413 | 293.13
|  |  | 228 | 2.28 | 297.7413 | 297.7117 | 293.13
|  |  | 229 | 2.29 | 297.7117 | 297.6823 | 293.13
|  |  | 230 | 2.3 | 297.6823 | 297.6531 | 293.13
|  |  | 231 | 2.31 | 297.6531 | 297.6241 | 293.13
|  |  | 232 | 2.32 | 297.6241 | 297.5953 | 293.13
|  |  | 233 | 2.33 | 297.5953 | 297.5667 | 293.13
|  |  | 234 | 2.34 | 297.5667 | 297.5382 | 293.13
|  |  | 235 | 2.35 | 297.5382 | 297.5099 | 293.13
|  |  | 236 | 2.36 | 297.5099 | 297.4818 | 293.13
|  |  | 237 | 2.37 | 297.4818 | 297.4539 | 293.13
|  |  | 238 | 2.38 | 297.4539 | 297.4262 | 293.13
|  |  | 239 | 2.39 | 297.4262 | 297.3986 | 293.13
|  |  | 240 | 2.4 | 297.3986 | 297.3712 | 293.13
|  |  | 241 | 2.41 | 297.3712 | 297.344 | 293.13
|  |  | 242 | 2.42 | 297.344 | 297.317 | 293.13
|  |  | 243 | 2.43 | 297.317 | 297.2901 | 293.13
|  |  | 244 | 2.44 | 297.2901 | 297.2635 | 293.13
|  |  | 245 | 2.45 | 297.2635 | 297.237 | 293.13
|  |  | 246 | 2.46 | 297.237 | 297.2106 | 293.13
|  |  | 247 | 2.47 | 297.2106 | 297.1844 | 293.13
|  |  | 248 | 2.48 | 297.1844 | 297.1584 | 293.13
|  |  | 249 | 2.49 | 297.1584 | 297.1326 | 293.13
|  |  | 250 | 2.5 | 297.1326 | 297.1069 | 293.13
|  |  | 251 | 2.51 | 297.1069 | 297.0814 | 293.13
|  |  | 252 | 2.52 | 297.0814 | 297.0561 | 293.13
|  |  | 253 | 2.53 | 297.0561 | 297.0309 | 293.13
|  |  | 254 | 2.54 | 297.0309 | 297.0058 | 293.13
|  |  | 255 | 2.55 | 297.0058 | 296.981 | 293.13
|  |  | 256 | 2.56 | 296.981 | 296.9563 | 293.13
|  |  | 257 | 2.57 | 296.9563 | 296.9317 | 293.13
|  |  | 258 | 2.58 | 296.9317 | 296.9074 | 293.13
|  |  | 259 | 2.59 | 296.9074 | 296.8831 | 293.13
|  |  | 260 | 2.6 | 296.8831 | 296.859 | 293.13
|  |  | 261 | 2.61 | 296.859 | 296.8351 | 293.13
|  |  | 262 | 2.62 | 296.8351 | 296.8114 | 293.13
|  |  | 263 | 2.63 | 296.8114 | 296.7877 | 293.13
|  |  | 264 | 2.64 | 296.7877 | 296.7643 | 293.13
|  |  | 265 | 2.65 | 296.7643 | 296.741 | 293.13
|  |  | 266 | 2.66 | 296.741 | 296.7178 | 293.13
|  |  | 267 | 2.67 | 296.7178 | 296.6948 | 293.13
|  |  | 268 | 2.68 | 296.6948 | 296.6719 | 293.13
|  |  | 269 | 2.69 | 296.6719 | 296.6492 | 293.13
|  |  | 270 | 2.7 | 296.6492 | 296.6266 | 293.13
|  |  | 271 | 2.71 | 296.6266 | 296.6042 | 293.13
|  |  | 272 | 2.72 | 296.6042 | 296.5819 | 293.13
|  |  | 273 | 2.73 | 296.5819 | 296.5598 | 293.13
|  |  | 274 | 2.74 | 296.5598 | 296.5378 | 293.13
|  |  | 275 | 2.75 | 296.5378 | 296.5159 | 293.13
|  |  | 276 | 2.76 | 296.5159 | 296.4942 | 293.13
|  |  | 277 | 2.77 | 296.4942 | 296.4726 | 293.13
|  |  | 278 | 2.78 | 296.4726 | 296.4512 | 293.13
|  |  | 279 | 2.79 | 296.4512 | 296.4299 | 293.13
|  |  | 280 | 2.8 | 296.4299 | 296.4087 | 293.13
|  |  | 281 | 2.81 | 296.4087 | 296.3877 | 293.13
|  |  | 282 | 2.82 | 296.3877 | 296.3668 | 293.13
|  |  | 283 | 2.83 | 296.3668 | 296.346 | 293.13
|  |  | 284 | 2.84 | 296.346 | 296.3254 | 293.13
|  |  | 285 | 2.85 | 296.3254 | 296.3049 | 293.13
|  |  | 286 | 2.86 | 296.3049 | 296.2845 | 293.13
|  |  | 287 | 2.87 | 296.2845 | 296.2643 | 293.13
|  |  | 288 | 2.88 | 296.2643 | 296.2442 | 293.13
|  |  | 289 | 2.89 | 296.2442 | 296.2242 | 293.13
|  |  | 290 | 2.9 | 296.2242 | 296.2044 | 293.13
|  |  | 291 | 2.91 | 296.2044 | 296.1846 | 293.13
|  |  | 292 | 2.92 | 296.1846 | 296.165 | 293.13
|  |  | 293 | 2.93 | 296.165 | 296.1456 | 293.13
|  |  | 294 | 2.94 | 296.1456 | 296.1262 | 293.13
|  |  | 295 | 2.95 | 296.1262 | 296.107 | 293.13
|  |  | 296 | 2.96 | 296.107 | 296.0879 | 293.13
|  |  | 297 | 2.97 | 296.0879 | 296.0689 | 293.13
|  |  | 298 | 2.98 | 296.0689 | 296.0501 | 293.13
|  |  | 299 | 2.99 | 296.0501 | 296.0314 | 293.13
|  |  | 300 | 3 | 296.0314 | 296.0128 | 293.13
|  |  | 301 | 3.01 | 296.0128 | 295.9943 | 293.13
|  |  | 302 | 3.02 | 295.9943 | 295.9759 | 293.13
|  |  | 303 | 3.03 | 295.9759 | 295.9576 | 293.13
|  |  | 304 | 3.04 | 295.9576 | 295.9395 | 293.13
|  |  | 305 | 3.05 | 295.9395 | 295.9215 | 293.13
|  |  | 306 | 3.06 | 295.9215 | 295.9036 | 293.13
|  |  | 307 | 3.07 | 295.9036 | 295.8858 | 293.13
|  |  | 308 | 3.08 | 295.8858 | 295.8681 | 293.13
|  |  | 309 | 3.09 | 295.8681 | 295.8505 | 293.13
|  |  | 310 | 3.1 | 295.8505 | 295.8331 | 293.13
|  |  | 311 | 3.11 | 295.8331 | 295.8157 | 293.13
|  |  | 312 | 3.12 | 295.8157 | 295.7985 | 293.13
|  |  | 313 | 3.13 | 295.7985 | 295.7814 | 293.13
|  |  | 314 | 3.14 | 295.7814 | 295.7644 | 293.13
|  |  | 315 | 3.15 | 295.7644 | 295.7475 | 293.13
|  |  | 316 | 3.16 | 295.7475 | 295.7307 | 293.13
|  |  | 317 | 3.17 | 295.7307 | 295.714 | 293.13
|  |  | 318 | 3.18 | 295.714 | 295.6975 | 293.13
|  |  | 319 | 3.19 | 295.6975 | 295.681 | 293.13
|  |  | 320 | 3.2 | 295.681 | 295.6646 | 293.13
|  |  | 321 | 3.21 | 295.6646 | 295.6484 | 293.13
|  |  | 322 | 3.22 | 295.6484 | 295.6322 | 293.13
|  |  | 323 | 3.23 | 295.6322 | 295.6162 | 293.13
|  |  | 324 | 3.24 | 295.6162 | 295.6002 | 293.13
|  |  | 325 | 3.25 | 295.6002 | 295.5844 | 293.13
|  |  | 326 | 3.26 | 295.5844 | 295.5686 | 293.13
|  |  | 327 | 3.27 | 295.5686 | 295.553 | 293.13
|  |  | 328 | 3.28 | 295.553 | 295.5374 | 293.13
|  |  | 329 | 3.29 | 295.5374 | 295.522 | 293.13
|  |  | 330 | 3.3 | 295.522 | 295.5066 | 293.13
|  |  | 331 | 3.31 | 295.5066 | 295.4914 | 293.13
|  |  | 332 | 3.32 | 295.4914 | 295.4763 | 293.13
|  |  | 333 | 3.33 | 295.4763 | 295.4612 | 293.13
|  |  | 334 | 3.34 | 295.4612 | 295.4463 | 293.13
|  |  | 335 | 3.35 | 295.4463 | 295.4314 | 293.13
|  |  | 336 | 3.36 | 295.4314 | 295.4166 | 293.13
|  |  | 337 | 3.37 | 295.4166 | 295.402 | 293.13
|  |  | 338 | 3.38 | 295.402 | 295.3874 | 293.13
|  |  | 339 | 3.39 | 295.3874 | 295.3729 | 293.13
|  |  | 340 | 3.4 | 295.3729 | 295.3585 | 293.13
|  |  | 341 | 3.41 | 295.3585 | 295.3442 | 293.13
|  |  | 342 | 3.42 | 295.3442 | 295.33 | 293.13
|  |  | 343 | 3.43 | 295.33 | 295.3159 | 293.13
|  |  | 344 | 3.44 | 295.3159 | 295.3019 | 293.13
|  |  | 345 | 3.45 | 295.3019 | 295.288 | 293.13
|  |  | 346 | 3.46 | 295.288 | 295.2741 | 293.13
|  |  | 347 | 3.47 | 295.2741 | 295.2604 | 293.13
|  |  | 348 | 3.48 | 295.2604 | 295.2467 | 293.13
|  |  | 349 | 3.49 | 295.2467 | 295.2331 | 293.13
|  |  | 350 | 3.5 | 295.2331 | 295.2196 | 293.13
|  |  | 351 | 3.51 | 295.2196 | 295.2062 | 293.13
|  |  | 352 | 3.52 | 295.2062 | 295.1929 | 293.13
|  |  | 353 | 3.53 | 295.1929 | 295.1797 | 293.13
|  |  | 354 | 3.54 | 295.1797 | 295.1665 | 293.13
|  |  | 355 | 3.55 | 295.1665 | 295.1535 | 293.13
|  |  | 356 | 3.56 | 295.1535 | 295.1405 | 293.13
|  |  | 357 | 3.57 | 295.1405 | 295.1276 | 293.13
|  |  | 358 | 3.58 | 295.1276 | 295.1148 | 293.13
|  |  | 359 | 3.59 | 295.1148 | 295.102 | 293.13
|  |  | 360 | 3.6 | 295.102 | 295.0894 | 293.13
|  |  | 361 | 3.61 | 295.0894 | 295.0768 | 293.13
|  |  | 362 | 3.62 | 295.0768 | 295.0643 | 293.13
|  |  | 363 | 3.63 | 295.0643 | 295.0519 | 293.13
|  |  | 364 | 3.64 | 295.0519 | 295.0396 | 293.13
|  |  | 365 | 3.65 | 295.0396 | 295.0274 | 293.13
|  |  | 366 | 3.66 | 295.0274 | 295.0152 | 293.13
|  |  | 367 | 3.67 | 295.0152 | 295.0031 | 293.13
|  |  | 368 | 3.68 | 295.0031 | 294.9911 | 293.13
|  |  | 369 | 3.69 | 294.9911 | 294.9791 | 293.13
|  |  | 370 | 3.7 | 294.9791 | 294.9673 | 293.13
|  |  | 371 | 3.71 | 294.9673 | 294.9555 | 293.13
|  |  | 372 | 3.72 | 294.9555 | 294.9438 | 293.13
|  |  | 373 | 3.73 | 294.9438 | 294.9321 | 293.13
|  |  | 374 | 3.74 | 294.9321 | 294.9206 | 293.13
|  |  | 375 | 3.75 | 294.9206 | 294.9091 | 293.13
|  |  | 376 | 3.76 | 294.9091 | 294.8977 | 293.13
|  |  | 377 | 3.77 | 294.8977 | 294.8864 | 293.13
|  |  | 378 | 3.78 | 294.8864 | 294.8751 | 293.13
|  |  | 379 | 3.79 | 294.8751 | 294.8639 | 293.13
|  |  | 380 | 3.8 | 294.8639 | 294.8528 | 293.13
|  |  | 381 | 3.81 | 294.8528 | 294.8417 | 293.13
|  |  | 382 | 3.82 | 294.8417 | 294.8307 | 293.13
|  |  | 383 | 3.83 | 294.8307 | 294.8198 | 293.13
|  |  | 384 | 3.84 | 294.8198 | 294.809 | 293.13
|  |  | 385 | 3.85 | 294.809 | 294.7982 | 293.13
|  |  | 386 | 3.86 | 294.7982 | 294.7875 | 293.13
|  |  | 387 | 3.87 | 294.7875 | 294.7769 | 293.13
|  |  | 388 | 3.88 | 294.7769 | 294.7663 | 293.13
|  |  | 389 | 3.89 | 294.7663 | 294.7558 | 293.13
|  |  | 390 | 3.9 | 294.7558 | 294.7454 | 293.13
|  |  | 391 | 3.91 | 294.7454 | 294.735 | 293.13
|  |  | 392 | 3.92 | 294.735 | 294.7247 | 293.13
|  |  | 393 | 3.93 | 294.7247 | 294.7145 | 293.13
|  |  | 394 | 3.94 | 294.7145 | 294.7043 | 293.13
|  |  | 395 | 3.95 | 294.7043 | 294.6942 | 293.13
|  |  | 396 | 3.96 | 294.6942 | 294.6842 | 293.13
|  |  | 397 | 3.97 | 294.6842 | 294.6742 | 293.13
|  |  | 398 | 3.98 | 294.6742 | 294.6643 | 293.13
|  |  | 399 | 3.99 | 294.6643 | 294.6545 | 293.13
|  |  | 400 | 4 | 294.6545 | 294.6447 | 293.13
|  |  | 401 | 4.01 | 294.6447 | 294.635 | 293.13
|  |  | 402 | 4.02 | 294.635 | 294.6253 | 293.13
|  |  | 403 | 4.03 | 294.6253 | 294.6158 | 293.13
|  |  | 404 | 4.04 | 294.6158 | 294.6062 | 293.13
|  |  | 405 | 4.05 | 294.6062 | 294.5968 | 293.13
|  |  | 406 | 4.06 | 294.5968 | 294.5873 | 293.13
|  |  | 407 | 4.07 | 294.5873 | 294.578 | 293.13
|  |  | 408 | 4.08 | 294.578 | 294.5687 | 293.13
|  |  | 409 | 4.09 | 294.5687 | 294.5595 | 293.13
|  |  | 410 | 4.1 | 294.5595 | 294.5503 | 293.13
|  |  | 411 | 4.11 | 294.5503 | 294.5412 | 293.13
|  |  | 412 | 4.12 | 294.5412 | 294.5322 | 293.13
|  |  | 413 | 4.13 | 294.5322 | 294.5232 | 293.13
|  |  | 414 | 4.14 | 294.5232 | 294.5142 | 293.13
|  |  | 415 | 4.15 | 294.5142 | 294.5053 | 293.13
|  |  | 416 | 4.16 | 294.5053 | 294.4965 | 293.13
|  |  | 417 | 4.17 | 294.4965 | 294.4878 | 293.13
|  |  | 418 | 4.18 | 294.4878 | 294.479 | 293.13
|  |  | 419 | 4.19 | 294.479 | 294.4704 | 293.13
|  |  | 420 | 4.2 | 294.4704 | 294.4618 | 293.13
|  |  | 421 | 4.21 | 294.4618 | 294.4533 | 293.13
|  |  | 422 | 4.22 | 294.4533 | 294.4448 | 293.13
|  |  | 423 | 4.23 | 294.4448 | 294.4363 | 293.13
|  |  | 424 | 4.24 | 294.4363 | 294.4279 | 293.13
|  |  | 425 | 4.25 | 294.4279 | 294.4196 | 293.13
|  |  | 426 | 4.26 | 294.4196 | 294.4114 | 293.13
|  |  | 427 | 4.27 | 294.4114 | 294.4031 | 293.13
|  |  | 428 | 4.28 | 294.4031 | 294.395 | 293.13
|  |  | 429 | 4.29 | 294.395 | 294.3869 | 293.13
|  |  | 430 | 4.3 | 294.3869 | 294.3788 | 293.13
|  |  | 431 | 4.31 | 294.3788 | 294.3708 | 293.13
|  |  | 432 | 4.32 | 294.3708 | 294.3628 | 293.13
|  |  | 433 | 4.33 | 294.3628 | 294.3549 | 293.13
|  |  | 434 | 4.34 | 294.3549 | 294.3471 | 293.13
|  |  | 435 | 4.35 | 294.3471 | 294.3392 | 293.13
|  |  | 436 | 4.36 | 294.3392 | 294.3315 | 293.13
|  |  | 437 | 4.37 | 294.3315 | 294.3238 | 293.13
|  |  | 438 | 4.38 | 294.3238 | 294.3161 | 293.13
|  |  | 439 | 4.39 | 294.3161 | 294.3085 | 293.13
|  |  | 440 | 4.4 | 294.3085 | 294.301 | 293.13
|  |  | 441 | 4.41 | 294.301 | 294.2934 | 293.13
|  |  | 442 | 4.42 | 294.2934 | 294.286 | 293.13
|  |  | 443 | 4.43 | 294.286 | 294.2786 | 293.13
|  |  | 444 | 4.44 | 294.2786 | 294.2712 | 293.13
|  |  | 445 | 4.45 | 294.2712 | 294.2639 | 293.13
|  |  | 446 | 4.46 | 294.2639 | 294.2566 | 293.13
|  |  | 447 | 4.47 | 294.2566 | 294.2494 | 293.13
|  |  | 448 | 4.48 | 294.2494 | 294.2422 | 293.13
|  |  | 449 | 4.49 | 294.2422 | 294.2351 | 293.13
|  |  | 450 | 4.5 | 294.2351 | 294.228 | 293.13
|  |  | 451 | 4.51 | 294.228 | 294.2209 | 293.13
|  |  | 452 | 4.52 | 294.2209 | 294.2139 | 293.13
|  |  | 453 | 4.53 | 294.2139 | 294.207 | 293.13
|  |  | 454 | 4.54 | 294.207 | 294.2001 | 293.13
|  |  | 455 | 4.55 | 294.2001 | 294.1932 | 293.13
|  |  | 456 | 4.56 | 294.1932 | 294.1864 | 293.13
|  |  | 457 | 4.57 | 294.1864 | 294.1796 | 293.13
|  |  | 458 | 4.58 | 294.1796 | 294.1729 | 293.13
|  |  | 459 | 4.59 | 294.1729 | 294.1662 | 293.13
|  |  | 460 | 4.6 | 294.1662 | 294.1595 | 293.13
|  |  | 461 | 4.61 | 294.1595 | 294.1529 | 293.13
|  |  | 462 | 4.62 | 294.1529 | 294.1464 | 293.13
|  |  | 463 | 4.63 | 294.1464 | 294.1399 | 293.13
|  |  | 464 | 4.64 | 294.1399 | 294.1334 | 293.13
|  |  | 465 | 4.65 | 294.1334 | 294.1269 | 293.13
|  |  | 466 | 4.66 | 294.1269 | 294.1206 | 293.13
|  |  | 467 | 4.67 | 294.1206 | 294.1142 | 293.13
|  |  | 468 | 4.68 | 294.1142 | 294.1079 | 293.13
|  |  | 469 | 4.69 | 294.1079 | 294.1016 | 293.13
|  |  | 470 | 4.7 | 294.1016 | 294.0954 | 293.13
|  |  | 471 | 4.71 | 294.0954 | 294.0892 | 293.13
|  |  | 472 | 4.72 | 294.0892 | 294.083 | 293.13
|  |  | 473 | 4.73 | 294.083 | 294.0769 | 293.13
|  |  | 474 | 4.74 | 294.0769 | 294.0708 | 293.13
|  |  | 475 | 4.75 | 294.0708 | 294.0648 | 293.13
|  |  | 476 | 4.76 | 294.0648 | 294.0588 | 293.13
|  |  | 477 | 4.77 | 294.0588 | 294.0529 | 293.13
|  |  | 478 | 4.78 | 294.0529 | 294.0469 | 293.13
|  |  | 479 | 4.79 | 294.0469 | 294.0411 | 293.13
|  |  | 480 | 4.8 | 294.0411 | 294.0352 | 293.13
|  |  | 481 | 4.81 | 294.0352 | 294.0294 | 293.13
|  |  | 482 | 4.82 | 294.0294 | 294.0236 | 293.13
|  |  | 483 | 4.83 | 294.0236 | 294.0179 | 293.13
|  |  | 484 | 4.84 | 294.0179 | 294.0122 | 293.13
|  |  | 485 | 4.85 | 294.0122 | 294.0066 | 293.13
|  |  | 486 | 4.86 | 294.0066 | 294.0009 | 293.13
|  |  | 487 | 4.87 | 294.0009 | 293.9953 | 293.13
|  |  | 488 | 4.88 | 293.9953 | 293.9898 | 293.13
|  |  | 489 | 4.89 | 293.9898 | 293.9843 | 293.13
|  |  | 490 | 4.9 | 293.9843 | 293.9788 | 293.13
|  |  | 491 | 4.91 | 293.9788 | 293.9734 | 293.13
|  |  | 492 | 4.92 | 293.9734 | 293.9679 | 293.13
|  |  | 493 | 4.93 | 293.9679 | 293.9626 | 293.13
|  |  | 494 | 4.94 | 293.9626 | 293.9572 | 293.13
|  |  | 495 | 4.95 | 293.9572 | 293.9519 | 293.13
|  |  | 496 | 4.96 | 293.9519 | 293.9466 | 293.13
|  |  | 497 | 4.97 | 293.9466 | 293.9414 | 293.13
|  |  | 498 | 4.98 | 293.9414 | 293.9362 | 293.13
|  |  | 499 | 4.99 | 293.9362 | 293.931 | 293.13
|  |  | 500 | 5 | 293.931 | 293.9259 | 293.13
|  |  | 501 | 5.01 | 293.9259 | 293.9208 | 293.13
|  |  | 502 | 5.02 | 293.9208 | 293.9157 | 293.13
|  |  | 503 | 5.03 | 293.9157 | 293.9107 | 293.13
|  |  | 504 | 5.04 | 293.9107 | 293.9057 | 293.13
|  |  | 505 | 5.05 | 293.9057 | 293.9007 | 293.13
|  |  | 506 | 5.06 | 293.9007 | 293.8958 | 293.13
|  |  | 507 | 5.07 | 293.8958 | 293.8908 | 293.13
|  |  | 508 | 5.08 | 293.8908 | 293.886 | 293.13
|  |  | 509 | 5.09 | 293.886 | 293.8811 | 293.13
|  |  | 510 | 5.1 | 293.8811 | 293.8763 | 293.13
|  |  | 511 | 5.11 | 293.8763 | 293.8715 | 293.13
|  |  | 512 | 5.12 | 293.8715 | 293.8667 | 293.13
|  |  | 513 | 5.13 | 293.8667 | 293.862 | 293.13
|  |  | 514 | 5.14 | 293.862 | 293.8573 | 293.13
|  |  | 515 | 5.15 | 293.8573 | 293.8527 | 293.13
|  |  | 516 | 5.16 | 293.8527 | 293.848 | 293.13
|  |  | 517 | 5.17 | 293.848 | 293.8434 | 293.13
|  |  | 518 | 5.18 | 293.8434 | 293.8388 | 293.13
|  |  | 519 | 5.19 | 293.8388 | 293.8343 | 293.13
|  |  | 520 | 5.2 | 293.8343 | 293.8298 | 293.13
|  |  | 521 | 5.21 | 293.8298 | 293.8253 | 293.13
|  |  | 522 | 5.22 | 293.8253 | 293.8208 | 293.13
|  |  | 523 | 5.23 | 293.8208 | 293.8164 | 293.13
|  |  | 524 | 5.24 | 293.8164 | 293.812 | 293.13
|  |  | 525 | 5.25 | 293.812 | 293.8076 | 293.13
|  |  | 526 | 5.26 | 293.8076 | 293.8033 | 293.13
|  |  | 527 | 5.27 | 293.8033 | 293.799 | 293.13
|  |  | 528 | 5.28 | 293.799 | 293.7947 | 293.13
|  |  | 529 | 5.29 | 293.7947 | 293.7904 | 293.13
|  |  | 530 | 5.3 | 293.7904 | 293.7862 | 293.13
|  |  | 531 | 5.31 | 293.7862 | 293.782 | 293.13
|  |  | 532 | 5.32 | 293.782 | 293.7778 | 293.13
|  |  | 533 | 5.33 | 293.7778 | 293.7736 | 293.13
|  |  | 534 | 5.34 | 293.7736 | 293.7695 | 293.13
|  |  | 535 | 5.35 | 293.7695 | 293.7654 | 293.13
|  |  | 536 | 5.36 | 293.7654 | 293.7613 | 293.13
|  |  | 537 | 5.37 | 293.7613 | 293.7573 | 293.13
|  |  | 538 | 5.38 | 293.7573 | 293.7532 | 293.13
|  |  | 539 | 5.39 | 293.7532 | 293.7492 | 293.13
|  |  | 540 | 5.4 | 293.7492 | 293.7453 | 293.13
|  |  | 541 | 5.41 | 293.7453 | 293.7413 | 293.13
|  |  | 542 | 5.42 | 293.7413 | 293.7374 | 293.13
|  |  | 543 | 5.43 | 293.7374 | 293.7335 | 293.13
|  |  | 544 | 5.44 | 293.7335 | 293.7296 | 293.13
|  |  | 545 | 5.45 | 293.7296 | 293.7258 | 293.13
|  |  | 546 | 5.46 | 293.7258 | 293.722 | 293.13
|  |  | 547 | 5.47 | 293.722 | 293.7182 | 293.13
|  |  | 548 | 5.48 | 293.7182 | 293.7144 | 293.13
|  |  | 549 | 5.49 | 293.7144 | 293.7106 | 293.13
|  |  | 550 | 5.5 | 293.7106 | 293.7069 | 293.13
|  |  | 551 | 5.51 | 293.7069 | 293.7032 | 293.13
|  |  | 552 | 5.52 | 293.7032 | 293.6995 | 293.13
|  |  | 553 | 5.53 | 293.6995 | 293.6959 | 293.13
|  |  | 554 | 5.54 | 293.6959 | 293.6923 | 293.13
|  |  | 555 | 5.55 | 293.6923 | 293.6887 | 293.13
|  |  | 556 | 5.56 | 293.6887 | 293.6851 | 293.13
|  |  | 557 | 5.57 | 293.6851 | 293.6815 | 293.13
|  |  | 558 | 5.58 | 293.6815 | 293.678 | 293.13
|  |  | 559 | 5.59 | 293.678 | 293.6745 | 293.13
|  |  | 560 | 5.6 | 293.6745 | 293.671 | 293.13
|  |  | 561 | 5.61 | 293.671 | 293.6675 | 293.13
|  |  | 562 | 5.62 | 293.6675 | 293.664 | 293.13
|  |  | 563 | 5.63 | 293.664 | 293.6606 | 293.13
|  |  | 564 | 5.64 | 293.6606 | 293.6572 | 293.13
|  |  | 565 | 5.65 | 293.6572 | 293.6538 | 293.13
|  |  | 566 | 5.66 | 293.6538 | 293.6505 | 293.13
|  |  | 567 | 5.67 | 293.6505 | 293.6471 | 293.13
|  |  | 568 | 5.68 | 293.6471 | 293.6438 | 293.13
|  |  | 569 | 5.69 | 293.6438 | 293.6405 | 293.13
|  |  | 570 | 5.7 | 293.6405 | 293.6373 | 293.13
|  |  | 571 | 5.71 | 293.6373 | 293.634 | 293.13
|  |  | 572 | 5.72 | 293.634 | 293.6308 | 293.13
|  |  | 573 | 5.73 | 293.6308 | 293.6276 | 293.13
|  |  | 574 | 5.74 | 293.6276 | 293.6244 | 293.13
|  |  | 575 | 5.75 | 293.6244 | 293.6212 | 293.13
|  |  | 576 | 5.76 | 293.6212 | 293.618 | 293.13
|  |  | 577 | 5.77 | 293.618 | 293.6149 | 293.13
|  |  | 578 | 5.78 | 293.6149 | 293.6118 | 293.13
|  |  | 579 | 5.79 | 293.6118 | 293.6087 | 293.13
|  |  | 580 | 5.8 | 293.6087 | 293.6056 | 293.13
|  |  | 581 | 5.81 | 293.6056 | 293.6026 | 293.13
|  |  | 582 | 5.82 | 293.6026 | 293.5996 | 293.13
|  |  | 583 | 5.83 | 293.5996 | 293.5965 | 293.13
|  |  | 584 | 5.84 | 293.5965 | 293.5935 | 293.13
|  |  | 585 | 5.85 | 293.5935 | 293.5906 | 293.13
|  |  | 586 | 5.86 | 293.5906 | 293.5876 | 293.13
|  |  | 587 | 5.87 | 293.5876 | 293.5847 | 293.13
|  |  | 588 | 5.88 | 293.5847 | 293.5818 | 293.13
|  |  | 589 | 5.89 | 293.5818 | 293.5789 | 293.13
|  |  | 590 | 5.9 | 293.5789 | 293.576 | 293.13
|  |  | 591 | 5.91 | 293.576 | 293.5731 | 293.13
|  |  | 592 | 5.92 | 293.5731 | 293.5703 | 293.13
|  |  | 593 | 5.93 | 293.5703 | 293.5675 | 293.13
|  |  | 594 | 5.94 | 293.5675 | 293.5647 | 293.13
|  |  | 595 | 5.95 | 293.5647 | 293.5619 | 293.13
|  |  | 596 | 5.96 | 293.5619 | 293.5591 | 293.13
|  |  | 597 | 5.97 | 293.5591 | 293.5563 | 293.13
|  |  | 598 | 5.98 | 293.5563 | 293.5536 | 293.13
|  |  | 599 | 5.99 | 293.5536 | 293.5509 | 293.13
|  |  | 600 | 6 | 293.5509 | 293.5482 | 293.13
|  |  | 601 | 6.01 | 293.5482 | 293.5455 | 293.13
|  |  | 602 | 6.02 | 293.5455 | 293.5428 | 293.13
|  |  | 603 | 6.03 | 293.5428 | 293.5402 | 293.13
|  |  | 604 | 6.04 | 293.5402 | 293.5376 | 293.13
|  |  | 605 | 6.05 | 293.5376 | 293.535 | 293.13
|  |  | 606 | 6.06 | 293.535 | 293.5324 | 293.13
|  |  | 607 | 6.07 | 293.5324 | 293.5298 | 293.13
|  |  | 608 | 6.08 | 293.5298 | 293.5272 | 293.13
|  |  | 609 | 6.09 | 293.5272 | 293.5247 | 293.13
|  |  | 610 | 6.1 | 293.5247 | 293.5221 | 293.13
|  |  | 611 | 6.11 | 293.5221 | 293.5196 | 293.13
|  |  | 612 | 6.12 | 293.5196 | 293.5171 | 293.13
|  |  | 613 | 6.13 | 293.5171 | 293.5146 | 293.13
|  |  | 614 | 6.14 | 293.5146 | 293.5122 | 293.13
|  |  | 615 | 6.15 | 293.5122 | 293.5097 | 293.13
|  |  | 616 | 6.16 | 293.5097 | 293.5073 | 293.13
|  |  | 617 | 6.17 | 293.5073 | 293.5049 | 293.13
|  |  | 618 | 6.18 | 293.5049 | 293.5025 | 293.13
|  |  | 619 | 6.19 | 293.5025 | 293.5001 | 293.13
|  |  | 620 | 6.2 | 293.5001 | 293.4977 | 293.13
|  |  | 621 | 6.21 | 293.4977 | 293.4953 | 293.13
|  |  | 622 | 6.22 | 293.4953 | 293.493 | 293.13
|  |  | 623 | 6.23 | 293.493 | 293.4907 | 293.13
|  |  | 624 | 6.24 | 293.4907 | 293.4883 | 293.13
|  |  | 625 | 6.25 | 293.4883 | 293.4861 | 293.13
|  |  | 626 | 6.26 | 293.4861 | 293.4838 | 293.13
|  |  | 627 | 6.27 | 293.4838 | 293.4815 | 293.13
|  |  | 628 | 6.28 | 293.4815 | 293.4792 | 293.13
|  |  | 629 | 6.29 | 293.4792 | 293.477 | 293.13
|  |  | 630 | 6.3 | 293.477 | 293.4748 | 293.13
|  |  | 631 | 6.31 | 293.4748 | 293.4726 | 293.13
|  |  | 632 | 6.32 | 293.4726 | 293.4704 | 293.13
|  |  | 633 | 6.33 | 293.4704 | 293.4682 | 293.13
|  |  | 634 | 6.34 | 293.4682 | 293.466 | 293.13
|  |  | 635 | 6.35 | 293.466 | 293.4639 | 293.13
|  |  | 636 | 6.36 | 293.4639 | 293.4617 | 293.13
|  |  | 637 | 6.37 | 293.4617 | 293.4596 | 293.13
|  |  | 638 | 6.38 | 293.4596 | 293.4575 | 293.13
|  |  | 639 | 6.39 | 293.4575 | 293.4554 | 293.13
|  |  | 640 | 6.4 | 293.4554 | 293.4533 | 293.13
|  |  | 641 | 6.41 | 293.4533 | 293.4512 | 293.13
|  |  | 642 | 6.42 | 293.4512 | 293.4492 | 293.13
|  |  | 643 | 6.43 | 293.4492 | 293.4471 | 293.13
|  |  | 644 | 6.44 | 293.4471 | 293.4451 | 293.13
|  |  | 645 | 6.45 | 293.4451 | 293.4431 | 293.13
|  |  | 646 | 6.46 | 293.4431 | 293.441 | 293.13
|  |  | 647 | 6.47 | 293.441 | 293.439 | 293.13
|  |  | 648 | 6.48 | 293.439 | 293.4371 | 293.13
|  |  | 649 | 6.49 | 293.4371 | 293.4351 | 293.13
|  |  | 650 | 6.5 | 293.4351 | 293.4331 | 293.13
|  |  | 651 | 6.51 | 293.4331 | 293.4312 | 293.13
|  |  | 652 | 6.52 | 293.4312 | 293.4293 | 293.13
|  |  | 653 | 6.53 | 293.4293 | 293.4273 | 293.13
|  |  | 654 | 6.54 | 293.4273 | 293.4254 | 293.13
|  |  | 655 | 6.55 | 293.4254 | 293.4235 | 293.13
|  |  | 656 | 6.56 | 293.4235 | 293.4217 | 293.13
|  |  | 657 | 6.57 | 293.4217 | 293.4198 | 293.13
|  |  | 658 | 6.58 | 293.4198 | 293.4179 | 293.13
|  |  | 659 | 6.59 | 293.4179 | 293.4161 | 293.13
|  |  | 660 | 6.6 | 293.4161 | 293.4142 | 293.13
|  |  | 661 | 6.61 | 293.4142 | 293.4124 | 293.13
|  |  | 662 | 6.62 | 293.4124 | 293.4106 | 293.13
|  |  | 663 | 6.63 | 293.4106 | 293.4088 | 293.13
|  |  | 664 | 6.64 | 293.4088 | 293.407 | 293.13
|  |  | 665 | 6.65 | 293.407 | 293.4052 | 293.13
|  |  | 666 | 6.66 | 293.4052 | 293.4035 | 293.13
|  |  | 667 | 6.67 | 293.4035 | 293.4017 | 293.13
|  |  | 668 | 6.68 | 293.4017 | 293.4 | 293.13
|  |  | 669 | 6.69 | 293.4 | 293.3983 | 293.13
|  |  | 670 | 6.7 | 293.3983 | 293.3965 | 293.13
|  |  | 671 | 6.71 | 293.3965 | 293.3948 | 293.13
|  |  | 672 | 6.72 | 293.3948 | 293.3931 | 293.13
|  |  | 673 | 6.73 | 293.3931 | 293.3914 | 293.13
|  |  | 674 | 6.74 | 293.3914 | 293.3898 | 293.13
|  |  | 675 | 6.75 | 293.3898 | 293.3881 | 293.13
|  |  | 676 | 6.76 | 293.3881 | 293.3864 | 293.13
|  |  | 677 | 6.77 | 293.3864 | 293.3848 | 293.13
|  |  | 678 | 6.78 | 293.3848 | 293.3832 | 293.13
|  |  | 679 | 6.79 | 293.3832 | 293.3815 | 293.13
|  |  | 680 | 6.8 | 293.3815 | 293.3799 | 293.13
|  |  | 681 | 6.81 | 293.3799 | 293.3783 | 293.13
|  |  | 682 | 6.82 | 293.3783 | 293.3767 | 293.13
|  |  | 683 | 6.83 | 293.3767 | 293.3751 | 293.13
|  |  | 684 | 6.84 | 293.3751 | 293.3736 | 293.13
|  |  | 685 | 6.85 | 293.3736 | 293.372 | 293.13
|  |  | 686 | 6.86 | 293.372 | 293.3705 | 293.13
|  |  | 687 | 6.87 | 293.3705 | 293.3689 | 293.13
|  |  | 688 | 6.88 | 293.3689 | 293.3674 | 293.13
|  |  | 689 | 6.89 | 293.3674 | 293.3659 | 293.13
|  |  | 690 | 6.9 | 293.3659 | 293.3643 | 293.13
|  |  | 691 | 6.91 | 293.3643 | 293.3628 | 293.13
|  |  | 692 | 6.92 | 293.3628 | 293.3613 | 293.13
|  |  | 693 | 6.93 | 293.3613 | 293.3599 | 293.13
|  |  | 694 | 6.94 | 293.3599 | 293.3584 | 293.13
|  |  | 695 | 6.95 | 293.3584 | 293.3569 | 293.13
|  |  | 696 | 6.96 | 293.3569 | 293.3555 | 293.13
|  |  | 697 | 6.97 | 293.3555 | 293.354 | 293.13
|  |  | 698 | 6.98 | 293.354 | 293.3526 | 293.13
|  |  | 699 | 6.99 | 293.3526 | 293.3512 | 293.13
|  |  | 700 | 7 | 293.3512 | 293.3497 | 293.13
|  |  | 701 | 7.01 | 293.3497 | 293.3483 | 293.13
|  |  | 702 | 7.02 | 293.3483 | 293.3469 | 293.13
|  |  | 703 | 7.03 | 293.3469 | 293.3455 | 293.13
|  |  | 704 | 7.04 | 293.3455 | 293.3442 | 293.13
|  |  | 705 | 7.05 | 293.3442 | 293.3428 | 293.13
|  |  | 706 | 7.06 | 293.3428 | 293.3414 | 293.13
|  |  | 707 | 7.07 | 293.3414 | 293.3401 | 293.13
|  |  | 708 | 7.08 | 293.3401 | 293.3387 | 293.13
|  |  | 709 | 7.09 | 293.3387 | 293.3374 | 293.13
|  |  | 710 | 7.1 | 293.3374 | 293.336 | 293.13
|  |  | 711 | 7.11 | 293.336 | 293.3347 | 293.13
|  |  | 712 | 7.12 | 293.3347 | 293.3334 | 293.13
|  |  | 713 | 7.13 | 293.3334 | 293.3321 | 293.13
|  |  | 714 | 7.14 | 293.3321 | 293.3308 | 293.13
|  |  | 715 | 7.15 | 293.3308 | 293.3295 | 293.13
|  |  | 716 | 7.16 | 293.3295 | 293.3282 | 293.13
|  |  | 717 | 7.17 | 293.3282 | 293.327 | 293.13
|  |  | 718 | 7.18 | 293.327 | 293.3257 | 293.13
|  |  | 719 | 7.19 | 293.3257 | 293.3244 | 293.13
|  |  | 720 | 7.2 | 293.3244 | 293.3232 | 293.13
|  |  | 721 | 7.21 | 293.3232 | 293.322 | 293.13
|  |  | 722 | 7.22 | 293.322 | 293.3207 | 293.13
|  |  | 723 | 7.23 | 293.3207 | 293.3195 | 293.13
|  |  | 724 | 7.24 | 293.3195 | 293.3183 | 293.13
|  |  | 725 | 7.25 | 293.3183 | 293.3171 | 293.13
|  |  | 726 | 7.26 | 293.3171 | 293.3159 | 293.13
|  |  | 727 | 7.27 | 293.3159 | 293.3147 | 293.13
|  |  | 728 | 7.28 | 293.3147 | 293.3135 | 293.13
|  |  | 729 | 7.29 | 293.3135 | 293.3123 | 293.13
|  |  | 730 | 7.3 | 293.3123 | 293.3112 | 293.13
|  |  | 731 | 7.31 | 293.3112 | 293.31 | 293.13
|  |  | 732 | 7.32 | 293.31 | 293.3088 | 293.13
|  |  | 733 | 7.33 | 293.3088 | 293.3077 | 293.13
|  |  | 734 | 7.34 | 293.3077 | 293.3066 | 293.13
|  |  | 735 | 7.35 | 293.3066 | 293.3054 | 293.13
|  |  | 736 | 7.36 | 293.3054 | 293.3043 | 293.13
|  |  | 737 | 7.37 | 293.3043 | 293.3032 | 293.13
|  |  | 738 | 7.38 | 293.3032 | 293.3021 | 293.13
|  |  | 739 | 7.39 | 293.3021 | 293.301 | 293.13
|  |  | 740 | 7.4 | 293.301 | 293.2999 | 293.13
|  |  | 741 | 7.41 | 293.2999 | 293.2988 | 293.13
|  |  | 742 | 7.42 | 293.2988 | 293.2977 | 293.13
|  |  | 743 | 7.43 | 293.2977 | 293.2966 | 293.13
|  |  | 744 | 7.44 | 293.2966 | 293.2956 | 293.13
|  |  | 745 | 7.45 | 293.2956 | 293.2945 | 293.13
|  |  | 746 | 7.46 | 293.2945 | 293.2934 | 293.13
|  |  | 747 | 7.47 | 293.2934 | 293.2924 | 293.13
|  |  | 748 | 7.48 | 293.2924 | 293.2913 | 293.13
|  |  | 749 | 7.49 | 293.2913 | 293.2903 | 293.13
|  |  | 750 | 7.5 | 293.2903 | 293.2893 | 293.13
|  |  | 751 | 7.51 | 293.2893 | 293.2883 | 293.13
|  |  | 752 | 7.52 | 293.2883 | 293.2872 | 293.13
|  |  | 753 | 7.53 | 293.2872 | 293.2862 | 293.13
|  |  | 754 | 7.54 | 293.2862 | 293.2852 | 293.13
|  |  | 755 | 7.55 | 293.2852 | 293.2842 | 293.13
|  |  | 756 | 7.56 | 293.2842 | 293.2832 | 293.13
|  |  | 757 | 7.57 | 293.2832 | 293.2823 | 293.13
|  |  | 758 | 7.58 | 293.2823 | 293.2813 | 293.13
|  |  | 759 | 7.59 | 293.2813 | 293.2803 | 293.13
|  |  | 760 | 7.6 | 293.2803 | 293.2794 | 293.13
|  |  | 761 | 7.61 | 293.2794 | 293.2784 | 293.13
|  |  | 762 | 7.62 | 293.2784 | 293.2774 | 293.13
|  |  | 763 | 7.63 | 293.2774 | 293.2765 | 293.13
|  |  | 764 | 7.64 | 293.2765 | 293.2756 | 293.13
|  |  | 765 | 7.65 | 293.2756 | 293.2746 | 293.13
|  |  | 766 | 7.66 | 293.2746 | 293.2737 | 293.13
|  |  | 767 | 7.67 | 293.2737 | 293.2728 | 293.13
|  |  | 768 | 7.68 | 293.2728 | 293.2719 | 293.13
|  |  | 769 | 7.69 | 293.2719 | 293.271 | 293.13
|  |  | 770 | 7.7 | 293.271 | 293.27 | 293.13
|  |  | 771 | 7.71 | 293.27 | 293.2691 | 293.13
|  |  | 772 | 7.72 | 293.2691 | 293.2683 | 293.13
|  |  | 773 | 7.73 | 293.2683 | 293.2674 | 293.13
|  |  | 774 | 7.74 | 293.2674 | 293.2665 | 293.13
|  |  | 775 | 7.75 | 293.2665 | 293.2656 | 293.13
|  |  | 776 | 7.76 | 293.2656 | 293.2647 | 293.13
|  |  | 777 | 7.77 | 293.2647 | 293.2639 | 293.13
|  |  | 778 | 7.78 | 293.2639 | 293.263 | 293.13
|  |  | 779 | 7.79 | 293.263 | 293.2622 | 293.13
|  |  | 780 | 7.8 | 293.2622 | 293.2613 | 293.13
|  |  | 781 | 7.81 | 293.2613 | 293.2605 | 293.13
|  |  | 782 | 7.82 | 293.2605 | 293.2596 | 293.13
|  |  | 783 | 7.83 | 293.2596 | 293.2588 | 293.13
|  |  | 784 | 7.84 | 293.2588 | 293.258 | 293.13
|  |  | 785 | 7.85 | 293.258 | 293.2572 | 293.13
|  |  | 786 | 7.86 | 293.2572 | 293.2563 | 293.13
|  |  | 787 | 7.87 | 293.2563 | 293.2555 | 293.13
|  |  | 788 | 7.88 | 293.2555 | 293.2547 | 293.13
|  |  | 789 | 7.89 | 293.2547 | 293.2539 | 293.13
|  |  | 790 | 7.9 | 293.2539 | 293.2531 | 293.13
|  |  | 791 | 7.91 | 293.2531 | 293.2523 | 293.13
|  |  | 792 | 7.92 | 293.2523 | 293.2516 | 293.13
|  |  | 793 | 7.93 | 293.2516 | 293.2508 | 293.13
|  |  | 794 | 7.94 | 293.2508 | 293.25 | 293.13
|  |  | 795 | 7.95 | 293.25 | 293.2492 | 293.13
|  |  | 796 | 7.96 | 293.2492 | 293.2485 | 293.13
|  |  | 797 | 7.97 | 293.2485 | 293.2477 | 293.13
|  |  | 798 | 7.98 | 293.2477 | 293.247 | 293.13
|  |  | 799 | 7.99 | 293.247 | 293.2462 | 293.13
|  |  | 800 | 8 | 293.2462 | 293.2455 | 293.13
|  |  | 801 | 8.01 | 293.2455 | 293.2447 | 293.13
|  |  | 802 | 8.02 | 293.2447 | 293.244 | 293.13
|  |  | 803 | 8.03 | 293.244 | 293.2433 | 293.13
|  |  | 804 | 8.04 | 293.2433 | 293.2425 | 293.13
|  |  | 805 | 8.05 | 293.2425 | 293.2418 | 293.13
|  |  | 806 | 8.06 | 293.2418 | 293.2411 | 293.13
|  |  | 807 | 8.07 | 293.2411 | 293.2404 | 293.13
|  |  | 808 | 8.08 | 293.2404 | 293.2397 | 293.13
|  |  | 809 | 8.09 | 293.2397 | 293.239 | 293.13
|  |  | 810 | 8.1 | 293.239 | 293.2383 | 293.13
|  |  | 811 | 8.11 | 293.2383 | 293.2376 | 293.13
|  |  | 812 | 8.12 | 293.2376 | 293.2369 | 293.13
|  |  | 813 | 8.13 | 293.2369 | 293.2362 | 293.13
|  |  | 814 | 8.14 | 293.2362 | 293.2355 | 293.13
|  |  | 815 | 8.15 | 293.2355 | 293.2348 | 293.13
|  |  | 816 | 8.16 | 293.2348 | 293.2342 | 293.13
|  |  | 817 | 8.17 | 293.2342 | 293.2335 | 293.13
|  |  | 818 | 8.18 | 293.2335 | 293.2328 | 293.13
|  |  | 819 | 8.19 | 293.2328 | 293.2322 | 293.13
|  |  | 820 | 8.2 | 293.2322 | 293.2315 | 293.13
|  |  | 821 | 8.21 | 293.2315 | 293.2309 | 293.13
|  |  | 822 | 8.22 | 293.2309 | 293.2302 | 293.13
|  |  | 823 | 8.23 | 293.2302 | 293.2296 | 293.13
|  |  | 824 | 8.24 | 293.2296 | 293.2289 | 293.13
|  |  | 825 | 8.25 | 293.2289 | 293.2283 | 293.13
|  |  | 826 | 8.26 | 293.2283 | 293.2277 | 293.13
|  |  | 827 | 8.27 | 293.2277 | 293.227 | 293.13
|  |  | 828 | 8.28 | 293.227 | 293.2264 | 293.13
|  |  | 829 | 8.29 | 293.2264 | 293.2258 | 293.13
|  |  | 830 | 8.3 | 293.2258 | 293.2252 | 293.13
|  |  | 831 | 8.31 | 293.2252 | 293.2246 | 293.13
|  |  | 832 | 8.32 | 293.2246 | 293.224 | 293.13
|  |  | 833 | 8.33 | 293.224 | 293.2234 | 293.13
|  |  | 834 | 8.34 | 293.2234 | 293.2228 | 293.13
|  |  | 835 | 8.35 | 293.2228 | 293.2222 | 293.13
|  |  | 836 | 8.36 | 293.2222 | 293.2216 | 293.13
|  |  | 837 | 8.37 | 293.2216 | 293.221 | 293.13
|  |  | 838 | 8.38 | 293.221 | 293.2204 | 293.13
|  |  | 839 | 8.39 | 293.2204 | 293.2198 | 293.13
|  |  | 840 | 8.4 | 293.2198 | 293.2193 | 293.13
|  |  | 841 | 8.41 | 293.2193 | 293.2187 | 293.13
|  |  | 842 | 8.42 | 293.2187 | 293.2181 | 293.13
|  |  | 843 | 8.43 | 293.2181 | 293.2175 | 293.13
|  |  | 844 | 8.44 | 293.2175 | 293.217 | 293.13
|  |  | 845 | 8.45 | 293.217 | 293.2164 | 293.13
|  |  | 846 | 8.46 | 293.2164 | 293.2159 | 293.13
|  |  | 847 | 8.47 | 293.2159 | 293.2153 | 293.13
|  |  | 848 | 8.48 | 293.2153 | 293.2148 | 293.13
|  |  | 849 | 8.49 | 293.2148 | 293.2142 | 293.13
|  |  | 850 | 8.5 | 293.2142 | 293.2137 | 293.13
|  |  | 851 | 8.51 | 293.2137 | 293.2132 | 293.13
|  |  | 852 | 8.52 | 293.2132 | 293.2126 | 293.13
|  |  | 853 | 8.53 | 293.2126 | 293.2121 | 293.13
|  |  | 854 | 8.54 | 293.2121 | 293.2116 | 293.13
|  |  | 855 | 8.55 | 293.2116 | 293.211 | 293.13
|  |  | 856 | 8.56 | 293.211 | 293.2105 | 293.13
|  |  | 857 | 8.57 | 293.2105 | 293.21 | 293.13
|  |  | 858 | 8.58 | 293.21 | 293.2095 | 293.13
|  |  | 859 | 8.59 | 293.2095 | 293.209 | 293.13
|  |  | 860 | 8.6 | 293.209 | 293.2085 | 293.13
|  |  | 861 | 8.61 | 293.2085 | 293.208 | 293.13
|  |  | 862 | 8.62 | 293.208 | 293.2075 | 293.13
|  |  | 863 | 8.63 | 293.2075 | 293.207 | 293.13
|  |  | 864 | 8.64 | 293.207 | 293.2065 | 293.13
|  |  | 865 | 8.65 | 293.2065 | 293.206 | 293.13
|  |  | 866 | 8.66 | 293.206 | 293.2055 | 293.13
|  |  | 867 | 8.67 | 293.2055 | 293.205 | 293.13
|  |  | 868 | 8.68 | 293.205 | 293.2045 | 293.13
|  |  | 869 | 8.69 | 293.2045 | 293.2041 | 293.13
|  |  | 870 | 8.7 | 293.2041 | 293.2036 | 293.13
|  |  | 871 | 8.71 | 293.2036 | 293.2031 | 293.13
|  |  | 872 | 8.72 | 293.2031 | 293.2026 | 293.13
|  |  | 873 | 8.73 | 293.2026 | 293.2022 | 293.13
|  |  | 874 | 8.74 | 293.2022 | 293.2017 | 293.13
|  |  | 875 | 8.75 | 293.2017 | 293.2013 | 293.13
|  |  | 876 | 8.76 | 293.2013 | 293.2008 | 293.13
|  |  | 877 | 8.77 | 293.2008 | 293.2003 | 293.13
|  |  | 878 | 8.78 | 293.2003 | 293.1999 | 293.13
|  |  | 879 | 8.79 | 293.1999 | 293.1994 | 293.13
|  |  | 880 | 8.8 | 293.1994 | 293.199 | 293.13
|  |  | 881 | 8.81 | 293.199 | 293.1986 | 293.13
|  |  | 882 | 8.82 | 293.1986 | 293.1981 | 293.13
|  |  | 883 | 8.83 | 293.1981 | 293.1977 | 293.13
|  |  | 884 | 8.84 | 293.1977 | 293.1972 | 293.13
|  |  | 885 | 8.85 | 293.1972 | 293.1968 | 293.13
|  |  | 886 | 8.86 | 293.1968 | 293.1964 | 293.13
|  |  | 887 | 8.87 | 293.1964 | 293.196 | 293.13
|  |  | 888 | 8.88 | 293.196 | 293.1955 | 293.13
|  |  | 889 | 8.89 | 293.1955 | 293.1951 | 293.13
|  |  | 890 | 8.9 | 293.1951 | 293.1947 | 293.13
|  |  | 891 | 8.91 | 293.1947 | 293.1943 | 293.13
|  |  | 892 | 8.92 | 293.1943 | 293.1939 | 293.13
|  |  | 893 | 8.93 | 293.1939 | 293.1935 | 293.13
|  |  | 894 | 8.94 | 293.1935 | 293.1931 | 293.13
|  |  | 895 | 8.95 | 293.1931 | 293.1927 | 293.13
|  |  | 896 | 8.96 | 293.1927 | 293.1922 | 293.13
|  |  | 897 | 8.97 | 293.1922 | 293.1918 | 293.13
|  |  | 898 | 8.98 | 293.1918 | 293.1915 | 293.13
|  |  | 899 | 8.99 | 293.1915 | 293.1911 | 293.13
|  |  | 900 | 9 | 293.1911 | 293.1907 | 293.13
|  |  | 901 | 9.01 | 293.1907 | 293.1903 | 293.13
|  |  | 902 | 9.02 | 293.1903 | 293.1899 | 293.13
|  |  | 903 | 9.03 | 293.1899 | 293.1895 | 293.13
|  |  | 904 | 9.04 | 293.1895 | 293.1891 | 293.13
|  |  | 905 | 9.05 | 293.1891 | 293.1887 | 293.13
|  |  | 906 | 9.06 | 293.1887 | 293.1884 | 293.13
|  |  | 907 | 9.07 | 293.1884 | 293.188 | 293.13
|  |  | 908 | 9.08 | 293.188 | 293.1876 | 293.13
|  |  | 909 | 9.09 | 293.1876 | 293.1873 | 293.13
|  |  | 910 | 9.1 | 293.1873 | 293.1869 | 293.13
|  |  | 911 | 9.11 | 293.1869 | 293.1865 | 293.13
|  |  | 912 | 9.12 | 293.1865 | 293.1862 | 293.13
|  |  | 913 | 9.13 | 293.1862 | 293.1858 | 293.13
|  |  | 914 | 9.14 | 293.1858 | 293.1854 | 293.13
|  |  | 915 | 9.15 | 293.1854 | 293.1851 | 293.13
|  |  | 916 | 9.16 | 293.1851 | 293.1847 | 293.13
|  |  | 917 | 9.17 | 293.1847 | 293.1844 | 293.13
|  |  | 918 | 9.18 | 293.1844 | 293.184 | 293.13
|  |  | 919 | 9.19 | 293.184 | 293.1837 | 293.13
|  |  | 920 | 9.2 | 293.1837 | 293.1833 | 293.13
|  |  | 921 | 9.21 | 293.1833 | 293.183 | 293.13
|  |  | 922 | 9.22 | 293.183 | 293.1827 | 293.13
|  |  | 923 | 9.23 | 293.1827 | 293.1823 | 293.13
|  |  | 924 | 9.24 | 293.1823 | 293.182 | 293.13
|  |  | 925 | 9.25 | 293.182 | 293.1817 | 293.13
|  |  | 926 | 9.26 | 293.1817 | 293.1813 | 293.13
|  |  | 927 | 9.27 | 293.1813 | 293.181 | 293.13
|  |  | 928 | 9.28 | 293.181 | 293.1807 | 293.13
|  |  | 929 | 9.29 | 293.1807 | 293.1803 | 293.13
|  |  | 930 | 9.3 | 293.1803 | 293.18 | 293.13
|  |  | 931 | 9.31 | 293.18 | 293.1797 | 293.13
|  |  | 932 | 9.32 | 293.1797 | 293.1794 | 293.13
|  |  | 933 | 9.33 | 293.1794 | 293.1791 | 293.13
|  |  | 934 | 9.34 | 293.1791 | 293.1787 | 293.13
|  |  | 935 | 9.35 | 293.1787 | 293.1784 | 293.13
|  |  | 936 | 9.36 | 293.1784 | 293.1781 | 293.13
|  |  | 937 | 9.37 | 293.1781 | 293.1778 | 293.13
|  |  | 938 | 9.38 | 293.1778 | 293.1775 | 293.13
|  |  | 939 | 9.39 | 293.1775 | 293.1772 | 293.13
|  |  | 940 | 9.4 | 293.1772 | 293.1769 | 293.13
|  |  | 941 | 9.41 | 293.1769 | 293.1766 | 293.13
|  |  | 942 | 9.42 | 293.1766 | 293.1763 | 293.13
|  |  | 943 | 9.43 | 293.1763 | 293.176 | 293.13
|  |  | 944 | 9.44 | 293.176 | 293.1757 | 293.13
|  |  | 945 | 9.45 | 293.1757 | 293.1754 | 293.13
|  |  | 946 | 9.46 | 293.1754 | 293.1751 | 293.13
|  |  | 947 | 9.47 | 293.1751 | 293.1748 | 293.13
|  |  | 948 | 9.48 | 293.1748 | 293.1745 | 293.13
|  |  | 949 | 9.49 | 293.1745 | 293.1743 | 293.13
|  |  | 950 | 9.5 | 293.1743 | 293.174 | 293.13
|  |  | 951 | 9.51 | 293.174 | 293.1737 | 293.13
|  |  | 952 | 9.52 | 293.1737 | 293.1734 | 293.13
|  |  | 953 | 9.53 | 293.1734 | 293.1731 | 293.13
|  |  | 954 | 9.54 | 293.1731 | 293.1729 | 293.13
|  |  | 955 | 9.55 | 293.1729 | 293.1726 | 293.13
|  |  | 956 | 9.56 | 293.1726 | 293.1723 | 293.13
|  |  | 957 | 9.57 | 293.1723 | 293.172 | 293.13
|  |  | 958 | 9.58 | 293.172 | 293.1718 | 293.13
|  |  | 959 | 9.59 | 293.1718 | 293.1715 | 293.13
|  |  | 960 | 9.6 | 293.1715 | 293.1712 | 293.13
|  |  | 961 | 9.61 | 293.1712 | 293.171 | 293.13
|  |  | 962 | 9.62 | 293.171 | 293.1707 | 293.13
|  |  | 963 | 9.63 | 293.1707 | 293.1704 | 293.13
|  |  | 964 | 9.64 | 293.1704 | 293.1702 | 293.13
|  |  | 965 | 9.65 | 293.1702 | 293.1699 | 293.13
|  |  | 966 | 9.66 | 293.1699 | 293.1697 | 293.13
|  |  | 967 | 9.67 | 293.1697 | 293.1694 | 293.13
|  |  | 968 | 9.68 | 293.1694 | 293.1692 | 293.13
|  |  | 969 | 9.69 | 293.1692 | 293.1689 | 293.13
|  |  | 970 | 9.7 | 293.1689 | 293.1687 | 293.13
|  |  | 971 | 9.71 | 293.1687 | 293.1684 | 293.13
|  |  | 972 | 9.72 | 293.1684 | 293.1682 | 293.13
|  |  | 973 | 9.73 | 293.1682 | 293.1679 | 293.13
|  |  | 974 | 9.74 | 293.1679 | 293.1677 | 293.13
|  |  | 975 | 9.75 | 293.1677 | 293.1674 | 293.13
|  |  | 976 | 9.76 | 293.1674 | 293.1672 | 293.13
|  |  | 977 | 9.77 | 293.1672 | 293.167 | 293.13
|  |  | 978 | 9.78 | 293.167 | 293.1667 | 293.13
|  |  | 979 | 9.79 | 293.1667 | 293.1665 | 293.13
|  |  | 980 | 9.8 | 293.1665 | 293.1663 | 293.13
|  |  | 981 | 9.81 | 293.1663 | 293.166 | 293.13
|  |  | 982 | 9.82 | 293.166 | 293.1658 | 293.13
|  |  | 983 | 9.83 | 293.1658 | 293.1656 | 293.13
|  |  | 984 | 9.84 | 293.1656 | 293.1653 | 293.13
|  |  | 985 | 9.85 | 293.1653 | 293.1651 | 293.13
|  |  | 986 | 9.86 | 293.1651 | 293.1649 | 293.13
|  |  | 987 | 9.87 | 293.1649 | 293.1647 | 293.13
|  |  | 988 | 9.88 | 293.1647 | 293.1644 | 293.13
|  |  | 989 | 9.89 | 293.1644 | 293.1642 | 293.13
|  |  | 990 | 9.9 | 293.1642 | 293.164 | 293.13
|  |  | 991 | 9.91 | 293.164 | 293.1638 | 293.13
|  |  | 992 | 9.92 | 293.1638 | 293.1636 | 293.13
|  |  | 993 | 9.93 | 293.1636 | 293.1633 | 293.13
|  |  | 994 | 9.94 | 293.1633 | 293.1631 | 293.13
|  |  | 995 | 9.95 | 293.1631 | 293.1629 | 293.13
|  |  | 996 | 9.96 | 293.1629 | 293.1627 | 293.13
|  |  | 997 | 9.97 | 293.1627 | 293.1625 | 293.13
|  |  | 998 | 9.98 | 293.1625 | 293.1623 | 293.13
|  |  | 999 | 9.99 | 293.1623 | 293.1621 | 293.13
|  |  | 1000 | 10 | 293.1621 | 293.1619 | 293.13
Notes: 1.173 m path length, 1L water heated to 40 and flowed at 4 mL/min to equilibrium at exit.
Thermal conductivities only available at 20-25 deg. for solids.
Thermal conductivities of liquids used at appropriate temperature if available in literature.
Deionised water used for initial test

## 3.0 Active Heat Reg
Material | Link | Thermal Conductivity (λ) @ 25 °C | I.D (mm) | O.D (mm) | Wall thickness (mm) | Temperature (K) | Density (g/mL) | Heat Capacity (J/g.K)
PEEK 1/16 | http://www.goodfellow.com/A/Polyetheretherketone.html | 0.25 | 0.75 | 1.5875 | 0.8375
PEEK 1/16 ID 0.5 mm |  | 0.25 | 0.5 | 1.5875 | 1.0875
PEEK 1/32 |  | 0.25 | 0.5 | 0.7938 | 0.2938
Water (40 °C) |  | 0.598 |  |  |  | 313.13 | 0.997 | 4.18
Ethylene Glycol : Water (50:50) (40 °C) | https://detector-cooling.web.cern.ch/data/Table%208-3-1.htm | 0.398 |  |  |  | 293.13 | 1.069 | 3.34
Silicone Tubing (Fisher) | https://www.fishersci.co.uk/shop/products/silicone-tubes-4/11507083 | 0.2 - 0.3 (100) | 6 | 7.5 | 1.5
Pipe Heat Loss
https://www.engineeringtoolbox.com/water-flow-rates-heating-systems-d_659.html
|  |  | V̇ (m3/s) | volumetric flowrate |  | 6.6667e-08
Wall thickness (m) | 0.0008375 |  | Q (kW, kJ/s) | heat flowrate |  | 0.00020778
Nu | 3.66 |  | Cp (kJ/kg.K) | heat capacity |  | 4.18
L (increment) (m) | 0.01 |  | ρ (kg/m3) | density |  | 997
r (using outer diameter for surface) m | 0.00079375
D (using inner diameter for volume) m | 0.00075
r1 | 0.000375
r2 | 0.00079375 |  | Curve Fit for Temperature Loss
αWater | 2918.24
αHtFluid | 242.78 |  |  |  | Tin | Tout
ΔT (Tsolv - Tair) (K) | 20 |  |  |  | 313.13 | 312.3821
k | 208.307
A (m2) | 4.9873e-05
Pi | 3.1416 |  | Iteration | Length | Temperature In | Temperature Out | Room Temperature
Q (W or J/s) | 0.20778 |  | 0 | 0 | 313.13 | 312.3821 | 293.13
Flowrate (mL/min) | 4 |  | 1 | 0.01 | 312.3821 | 311.6623 | 293.13
|  |  | 2 | 0.02 | 311.6623 | 310.9693 | 293.13
| 2.4938e-05 |  | 3 | 0.03 | 310.9693 | 310.3022 | 293.13
| 4.9873e-05 |  | 4 | 0.04 | 310.3022 | 309.6601 | 293.13
| 1.9999 |  | 5 | 0.05 | 309.6601 | 309.042 | 293.13
|  |  | 6 | 0.06 | 309.042 | 308.447 | 293.13
|  |  | 7 | 0.07 | 308.447 | 307.8743 | 293.13
|  |  | 8 | 0.08 | 307.8743 | 307.3229 | 293.13
|  |  | 9 | 0.09 | 307.3229 | 306.7922 | 293.13
|  |  | 10 | 0.1 | 306.7922 | 306.2814 | 293.13
|  |  | 11 | 0.11 | 306.2814 | 305.7896 | 293.13
|  |  | 12 | 0.12 | 305.7896 | 305.3162 | 293.13
|  |  | 13 | 0.13 | 305.3162 | 304.8605 | 293.13
|  |  | 14 | 0.14 | 304.8605 | 304.4219 | 293.13
|  |  | 15 | 0.15 | 304.4219 | 303.9997 | 293.13
|  |  | 16 | 0.16 | 303.9997 | 303.5932 | 293.13
|  |  | 17 | 0.17 | 303.5932 | 303.202 | 293.13
|  |  | 18 | 0.18 | 303.202 | 302.8254 | 293.13
|  |  | 19 | 0.19 | 302.8254 | 302.4628 | 293.13
|  |  | 20 | 0.2 | 302.4628 | 302.1138 | 293.13
|  |  | 21 | 0.21 | 302.1138 | 301.7779 | 293.13
|  |  | 22 | 0.22 | 301.7779 | 301.4545 | 293.13
|  |  | 23 | 0.23 | 301.4545 | 301.1433 | 293.13
|  |  | 24 | 0.24 | 301.1433 | 300.8436 | 293.13
|  |  | 25 | 0.25 | 300.8436 | 300.5552 | 293.13
|  |  | 26 | 0.26 | 300.5552 | 300.2775 | 293.13
|  |  | 27 | 0.27 | 300.2775 | 300.0103 | 293.13
|  |  | 28 | 0.28 | 300.0103 | 299.753 | 293.13
|  |  | 29 | 0.29 | 299.753 | 299.5054 | 293.13
|  |  | 30 | 0.3 | 299.5054 | 299.267 | 293.13
|  |  | 31 | 0.31 | 299.267 | 299.0375 | 293.13
|  |  | 32 | 0.32 | 299.0375 | 298.8166 | 293.13
|  |  | 33 | 0.33 | 298.8166 | 298.6039 | 293.13
|  |  | 34 | 0.34 | 298.6039 | 298.3993 | 293.13
|  |  | 35 | 0.35 | 298.3993 | 298.2022 | 293.13
|  |  | 36 | 0.36 | 298.2022 | 298.0126 | 293.13
|  |  | 37 | 0.37 | 298.0126 | 297.83 | 293.13
|  |  | 38 | 0.38 | 297.83 | 297.6542 | 293.13
|  |  | 39 | 0.39 | 297.6542 | 297.4851 | 293.13
|  |  | 40 | 0.4 | 297.4851 | 297.3222 | 293.13
|  |  | 41 | 0.41 | 297.3222 | 297.1655 | 293.13
|  |  | 42 | 0.42 | 297.1655 | 297.0146 | 293.13
|  |  | 43 | 0.43 | 297.0146 | 296.8693 | 293.13
|  |  | 44 | 0.44 | 296.8693 | 296.7295 | 293.13
|  |  | 45 | 0.45 | 296.7295 | 296.5949 | 293.13
|  |  | 46 | 0.46 | 296.5949 | 296.4653 | 293.13
|  |  | 47 | 0.47 | 296.4653 | 296.3406 | 293.13
|  |  | 48 | 0.48 | 296.3406 | 296.2206 | 293.13
|  |  | 49 | 0.49 | 296.2206 | 296.105 | 293.13
|  |  | 50 | 0.5 | 296.105 | 295.9938 | 293.13
|  |  | 51 | 0.51 | 295.9938 | 295.8867 | 293.13
|  |  | 52 | 0.52 | 295.8867 | 295.7836 | 293.13
|  |  | 53 | 0.53 | 295.7836 | 295.6844 | 293.13
|  |  | 54 | 0.54 | 295.6844 | 295.5889 | 293.13
|  |  | 55 | 0.55 | 295.5889 | 295.4969 | 293.13
|  |  | 56 | 0.56 | 295.4969 | 295.4084 | 293.13
|  |  | 57 | 0.57 | 295.4084 | 295.3232 | 293.13
|  |  | 58 | 0.58 | 295.3232 | 295.2412 | 293.13
|  |  | 59 | 0.59 | 295.2412 | 295.1623 | 293.13
|  |  | 60 | 0.6 | 295.1623 | 295.0863 | 293.13
|  |  | 61 | 0.61 | 295.0863 | 295.0131 | 293.13
|  |  | 62 | 0.62 | 295.0131 | 294.9427 | 293.13
|  |  | 63 | 0.63 | 294.9427 | 294.8749 | 293.13
|  |  | 64 | 0.64 | 294.8749 | 294.8097 | 293.13
|  |  | 65 | 0.65 | 294.8097 | 294.7469 | 293.13
|  |  | 66 | 0.66 | 294.7469 | 294.6864 | 293.13
|  |  | 67 | 0.67 | 294.6864 | 294.6282 | 293.13
|  |  | 68 | 0.68 | 294.6282 | 294.5722 | 293.13
|  |  | 69 | 0.69 | 294.5722 | 294.5183 | 293.13
|  |  | 70 | 0.7 | 294.5183 | 294.4663 | 293.13
|  |  | 71 | 0.71 | 294.4663 | 294.4164 | 293.13
|  |  | 72 | 0.72 | 294.4164 | 294.3683 | 293.13
|  |  | 73 | 0.73 | 294.3683 | 294.322 | 293.13
|  |  | 74 | 0.74 | 294.322 | 294.2774 | 293.13
|  |  | 75 | 0.75 | 294.2774 | 294.2345 | 293.13
|  |  | 76 | 0.76 | 294.2345 | 294.1932 | 293.13
|  |  | 77 | 0.77 | 294.1932 | 294.1534 | 293.13
|  |  | 78 | 0.78 | 294.1534 | 294.1152 | 293.13
|  |  | 79 | 0.79 | 294.1152 | 294.0783 | 293.13
|  |  | 80 | 0.8 | 294.0783 | 294.0429 | 293.13
|  |  | 81 | 0.81 | 294.0429 | 294.0087 | 293.13
|  |  | 82 | 0.82 | 294.0087 | 293.9759 | 293.13
|  |  | 83 | 0.83 | 293.9759 | 293.9442 | 293.13
|  |  | 84 | 0.84 | 293.9442 | 293.9138 | 293.13
|  |  | 85 | 0.85 | 293.9138 | 293.8845 | 293.13
|  |  | 86 | 0.86 | 293.8845 | 293.8563 | 293.13
|  |  | 87 | 0.87 | 293.8563 | 293.8291 | 293.13
|  |  | 88 | 0.88 | 293.8291 | 293.803 | 293.13
|  |  | 89 | 0.89 | 293.803 | 293.7778 | 293.13
|  |  | 90 | 0.9 | 293.7778 | 293.7536 | 293.13
|  |  | 91 | 0.91 | 293.7536 | 293.7303 | 293.13
|  |  | 92 | 0.92 | 293.7303 | 293.7078 | 293.13
|  |  | 93 | 0.93 | 293.7078 | 293.6862 | 293.13
|  |  | 94 | 0.94 | 293.6862 | 293.6654 | 293.13
|  |  | 95 | 0.95 | 293.6654 | 293.6454 | 293.13
|  |  | 96 | 0.96 | 293.6454 | 293.6261 | 293.13
|  |  | 97 | 0.97 | 293.6261 | 293.6076 | 293.13
|  |  | 98 | 0.98 | 293.6076 | 293.5897 | 293.13
|  |  | 99 | 0.99 | 293.5897 | 293.5725 | 293.13
|  |  | 100 | 1 | 293.5725 | 293.556 | 293.13
|  |  | 101 | 1.01 | 293.556 | 293.5401 | 293.13
|  |  | 102 | 1.02 | 293.5401 | 293.5247 | 293.13
|  |  | 103 | 1.03 | 293.5247 | 293.51 | 293.13
|  |  | 104 | 1.04 | 293.51 | 293.4958 | 293.13
|  |  | 105 | 1.05 | 293.4958 | 293.4821 | 293.13
|  |  | 106 | 1.06 | 293.4821 | 293.4689 | 293.13
|  |  | 107 | 1.07 | 293.4689 | 293.4562 | 293.13
|  |  | 108 | 1.08 | 293.4562 | 293.444 | 293.13
|  |  | 109 | 1.09 | 293.444 | 293.4323 | 293.13
|  |  | 110 | 1.1 | 293.4323 | 293.421 | 293.13
|  |  | 111 | 1.11 | 293.421 | 293.4101 | 293.13
|  |  | 112 | 1.12 | 293.4101 | 293.3996 | 293.13
|  |  | 113 | 1.13 | 293.3996 | 293.3896 | 293.13
|  |  | 114 | 1.14 | 293.3896 | 293.3799 | 293.13
|  |  | 115 | 1.15 | 293.3799 | 293.3705 | 293.13
|  |  | 116 | 1.16 | 293.3705 | 293.3615 | 293.13
|  |  | 117 | 1.17 | 293.3615 | 293.3529 | 293.13
|  |  | 118 | 1.18 | 293.3529 | 293.3445 | 293.13
|  |  | 119 | 1.19 | 293.3445 | 293.3365 | 293.13
|  |  | 120 | 1.2 | 293.3365 | 293.3288 | 293.13
|  |  | 121 | 1.21 | 293.3288 | 293.3213 | 293.13
|  |  | 122 | 1.22 | 293.3213 | 293.3142 | 293.13
|  |  | 123 | 1.23 | 293.3142 | 293.3073 | 293.13
|  |  | 124 | 1.24 | 293.3073 | 293.3007 | 293.13
|  |  | 125 | 1.25 | 293.3007 | 293.2943 | 293.13
|  |  | 126 | 1.26 | 293.2943 | 293.2882 | 293.13
|  |  | 127 | 1.27 | 293.2882 | 293.2822 | 293.13
|  |  | 128 | 1.28 | 293.2822 | 293.2765 | 293.13
|  |  | 129 | 1.29 | 293.2765 | 293.2711 | 293.13
|  |  | 130 | 1.3 | 293.2711 | 293.2658 | 293.13
|  |  | 131 | 1.31 | 293.2658 | 293.2607 | 293.13
|  |  | 132 | 1.32 | 293.2607 | 293.2558 | 293.13
|  |  | 133 | 1.33 | 293.2558 | 293.2511 | 293.13
|  |  | 134 | 1.34 | 293.2511 | 293.2466 | 293.13
|  |  | 135 | 1.35 | 293.2466 | 293.2422 | 293.13
|  |  | 136 | 1.36 | 293.2422 | 293.238 | 293.13
|  |  | 137 | 1.37 | 293.238 | 293.234 | 293.13
|  |  | 138 | 1.38 | 293.234 | 293.2301 | 293.13
|  |  | 139 | 1.39 | 293.2301 | 293.2264 | 293.13
|  |  | 140 | 1.4 | 293.2264 | 293.2228 | 293.13
|  |  | 141 | 1.41 | 293.2228 | 293.2193 | 293.13
|  |  | 142 | 1.42 | 293.2193 | 293.216 | 293.13
|  |  | 143 | 1.43 | 293.216 | 293.2127 | 293.13
|  |  | 144 | 1.44 | 293.2127 | 293.2096 | 293.13
|  |  | 145 | 1.45 | 293.2096 | 293.2067 | 293.13
|  |  | 146 | 1.46 | 293.2067 | 293.2038 | 293.13
|  |  | 147 | 1.47 | 293.2038 | 293.201 | 293.13
|  |  | 148 | 1.48 | 293.201 | 293.1984 | 293.13
|  |  | 149 | 1.49 | 293.1984 | 293.1958 | 293.13
|  |  | 150 | 1.5 | 293.1958 | 293.1934 | 293.13
|  |  | 151 | 1.51 | 293.1934 | 293.191 | 293.13
|  |  | 152 | 1.52 | 293.191 | 293.1887 | 293.13
|  |  | 153 | 1.53 | 293.1887 | 293.1865 | 293.13
|  |  | 154 | 1.54 | 293.1865 | 293.1844 | 293.13
|  |  | 155 | 1.55 | 293.1844 | 293.1824 | 293.13
|  |  | 156 | 1.56 | 293.1824 | 293.1804 | 293.13
|  |  | 157 | 1.57 | 293.1804 | 293.1785 | 293.13
|  |  | 158 | 1.58 | 293.1785 | 293.1767 | 293.13
|  |  | 159 | 1.59 | 293.1767 | 293.175 | 293.13
|  |  | 160 | 1.6 | 293.175 | 293.1733 | 293.13
|  |  | 161 | 1.61 | 293.1733 | 293.1717 | 293.13
|  |  | 162 | 1.62 | 293.1717 | 293.1701 | 293.13
|  |  | 163 | 1.63 | 293.1701 | 293.1686 | 293.13
|  |  | 164 | 1.64 | 293.1686 | 293.1672 | 293.13
|  |  | 165 | 1.65 | 293.1672 | 293.1658 | 293.13
|  |  | 166 | 1.66 | 293.1658 | 293.1644 | 293.13
|  |  | 167 | 1.67 | 293.1644 | 293.1632 | 293.13
|  |  | 168 | 1.68 | 293.1632 | 293.1619 | 293.13
|  |  | 169 | 1.69 | 293.1619 | 293.1607 | 293.13
|  |  | 170 | 1.7 | 293.1607 | 293.1596 | 293.13
|  |  | 171 | 1.71 | 293.1596 | 293.1585 | 293.13
|  |  | 172 | 1.72 | 293.1585 | 293.1574 | 293.13
|  |  | 173 | 1.73 | 293.1574 | 293.1564 | 293.13
|  |  | 174 | 1.74 | 293.1564 | 293.1554 | 293.13
|  |  | 175 | 1.75 | 293.1554 | 293.1544 | 293.13
|  |  | 176 | 1.76 | 293.1544 | 293.1535 | 293.13
|  |  | 177 | 1.77 | 293.1535 | 293.1526 | 293.13
|  |  | 178 | 1.78 | 293.1526 | 293.1518 | 293.13
|  |  | 179 | 1.79 | 293.1518 | 293.151 | 293.13
|  |  | 180 | 1.8 | 293.151 | 293.1502 | 293.13
|  |  | 181 | 1.81 | 293.1502 | 293.1494 | 293.13
|  |  | 182 | 1.82 | 293.1494 | 293.1487 | 293.13
|  |  | 183 | 1.83 | 293.1487 | 293.148 | 293.13
|  |  | 184 | 1.84 | 293.148 | 293.1473 | 293.13
|  |  | 185 | 1.85 | 293.1473 | 293.1467 | 293.13
|  |  | 186 | 1.86 | 293.1467 | 293.1461 | 293.13
|  |  | 187 | 1.87 | 293.1461 | 293.1455 | 293.13
|  |  | 188 | 1.88 | 293.1455 | 293.1449 | 293.13
|  |  | 189 | 1.89 | 293.1449 | 293.1443 | 293.13
|  |  | 190 | 1.9 | 293.1443 | 293.1438 | 293.13
|  |  | 191 | 1.91 | 293.1438 | 293.1433 | 293.13
|  |  | 192 | 1.92 | 293.1433 | 293.1428 | 293.13
|  |  | 193 | 1.93 | 293.1428 | 293.1423 | 293.13
|  |  | 194 | 1.94 | 293.1423 | 293.1418 | 293.13
|  |  | 195 | 1.95 | 293.1418 | 293.1414 | 293.13
|  |  | 196 | 1.96 | 293.1414 | 293.141 | 293.13
|  |  | 197 | 1.97 | 293.141 | 293.1406 | 293.13
|  |  | 198 | 1.98 | 293.1406 | 293.1402 | 293.13
|  |  | 199 | 1.99 | 293.1402 | 293.1398 | 293.13
|  |  | 200 | 2 | 293.1398 | 293.1394 | 293.13
|  |  | 201 | 2.01 | 293.1394 | 293.1391 | 293.13
|  |  | 202 | 2.02 | 293.1391 | 293.1387 | 293.13
|  |  | 203 | 2.03 | 293.1387 | 293.1384 | 293.13
|  |  | 204 | 2.04 | 293.1384 | 293.1381 | 293.13
|  |  | 205 | 2.05 | 293.1381 | 293.1378 | 293.13
|  |  | 206 | 2.06 | 293.1378 | 293.1375 | 293.13
|  |  | 207 | 2.07 | 293.1375 | 293.1372 | 293.13
|  |  | 208 | 2.08 | 293.1372 | 293.1369 | 293.13
|  |  | 209 | 2.09 | 293.1369 | 293.1367 | 293.13
|  |  | 210 | 2.1 | 293.1367 | 293.1364 | 293.13
|  |  | 211 | 2.11 | 293.1364 | 293.1362 | 293.13
|  |  | 212 | 2.12 | 293.1362 | 293.136 | 293.13
|  |  | 213 | 2.13 | 293.136 | 293.1357 | 293.13
|  |  | 214 | 2.14 | 293.1357 | 293.1355 | 293.13
|  |  | 215 | 2.15 | 293.1355 | 293.1353 | 293.13
|  |  | 216 | 2.16 | 293.1353 | 293.1351 | 293.13
|  |  | 217 | 2.17 | 293.1351 | 293.1349 | 293.13
|  |  | 218 | 2.18 | 293.1349 | 293.1347 | 293.13
|  |  | 219 | 2.19 | 293.1347 | 293.1346 | 293.13
|  |  | 220 | 2.2 | 293.1346 | 293.1344 | 293.13
|  |  | 221 | 2.21 | 293.1344 | 293.1342 | 293.13
|  |  | 222 | 2.22 | 293.1342 | 293.1341 | 293.13
|  |  | 223 | 2.23 | 293.1341 | 293.1339 | 293.13
|  |  | 224 | 2.24 | 293.1339 | 293.1338 | 293.13
|  |  | 225 | 2.25 | 293.1338 | 293.1336 | 293.13
|  |  | 226 | 2.26 | 293.1336 | 293.1335 | 293.13
|  |  | 227 | 2.27 | 293.1335 | 293.1334 | 293.13
|  |  | 228 | 2.28 | 293.1334 | 293.1332 | 293.13
|  |  | 229 | 2.29 | 293.1332 | 293.1331 | 293.13
|  |  | 230 | 2.3 | 293.1331 | 293.133 | 293.13
|  |  | 231 | 2.31 | 293.133 | 293.1329 | 293.13
|  |  | 232 | 2.32 | 293.1329 | 293.1328 | 293.13
|  |  | 233 | 2.33 | 293.1328 | 293.1327 | 293.13
|  |  | 234 | 2.34 | 293.1327 | 293.1326 | 293.13
|  |  | 235 | 2.35 | 293.1326 | 293.1325 | 293.13
|  |  | 236 | 2.36 | 293.1325 | 293.1324 | 293.13
|  |  | 237 | 2.37 | 293.1324 | 293.1323 | 293.13
|  |  | 238 | 2.38 | 293.1323 | 293.1322 | 293.13
|  |  | 239 | 2.39 | 293.1322 | 293.1321 | 293.13
|  |  | 240 | 2.4 | 293.1321 | 293.1321 | 293.13
|  |  | 241 | 2.41 | 293.1321 | 293.132 | 293.13
|  |  | 242 | 2.42 | 293.132 | 293.1319 | 293.13
|  |  | 243 | 2.43 | 293.1319 | 293.1318 | 293.13
|  |  | 244 | 2.44 | 293.1318 | 293.1318 | 293.13
|  |  | 245 | 2.45 | 293.1318 | 293.1317 | 293.13
|  |  | 246 | 2.46 | 293.1317 | 293.1316 | 293.13
|  |  | 247 | 2.47 | 293.1316 | 293.1316 | 293.13
|  |  | 248 | 2.48 | 293.1316 | 293.1315 | 293.13
|  |  | 249 | 2.49 | 293.1315 | 293.1315 | 293.13
|  |  | 250 | 2.5 | 293.1315 | 293.1314 | 293.13
|  |  | 251 | 2.51 | 293.1314 | 293.1313 | 293.13
|  |  | 252 | 2.52 | 293.1313 | 293.1313 | 293.13
|  |  | 253 | 2.53 | 293.1313 | 293.1313 | 293.13
|  |  | 254 | 2.54 | 293.1313 | 293.1312 | 293.13
|  |  | 255 | 2.55 | 293.1312 | 293.1312 | 293.13
|  |  | 256 | 2.56 | 293.1312 | 293.1311 | 293.13
|  |  | 257 | 2.57 | 293.1311 | 293.1311 | 293.13
|  |  | 258 | 2.58 | 293.1311 | 293.131 | 293.13
|  |  | 259 | 2.59 | 293.131 | 293.131 | 293.13
|  |  | 260 | 2.6 | 293.131 | 293.131 | 293.13
|  |  | 261 | 2.61 | 293.131 | 293.1309 | 293.13
|  |  | 262 | 2.62 | 293.1309 | 293.1309 | 293.13
|  |  | 263 | 2.63 | 293.1309 | 293.1309 | 293.13
|  |  | 264 | 2.64 | 293.1309 | 293.1308 | 293.13
|  |  | 265 | 2.65 | 293.1308 | 293.1308 | 293.13
|  |  | 266 | 2.66 | 293.1308 | 293.1308 | 293.13
|  |  | 267 | 2.67 | 293.1308 | 293.1307 | 293.13
|  |  | 268 | 2.68 | 293.1307 | 293.1307 | 293.13
|  |  | 269 | 2.69 | 293.1307 | 293.1307 | 293.13
|  |  | 270 | 2.7 | 293.1307 | 293.1307 | 293.13
|  |  | 271 | 2.71 | 293.1307 | 293.1306 | 293.13
|  |  | 272 | 2.72 | 293.1306 | 293.1306 | 293.13
|  |  | 273 | 2.73 | 293.1306 | 293.1306 | 293.13
|  |  | 274 | 2.74 | 293.1306 | 293.1306 | 293.13
|  |  | 275 | 2.75 | 293.1306 | 293.1305 | 293.13
|  |  | 276 | 2.76 | 293.1305 | 293.1305 | 293.13
|  |  | 277 | 2.77 | 293.1305 | 293.1305 | 293.13
|  |  | 278 | 2.78 | 293.1305 | 293.1305 | 293.13
|  |  | 279 | 2.79 | 293.1305 | 293.1305 | 293.13
|  |  | 280 | 2.8 | 293.1305 | 293.1304 | 293.13
|  |  | 281 | 2.81 | 293.1304 | 293.1304 | 293.13
|  |  | 282 | 2.82 | 293.1304 | 293.1304 | 293.13
|  |  | 283 | 2.83 | 293.1304 | 293.1304 | 293.13
|  |  | 284 | 2.84 | 293.1304 | 293.1304 | 293.13
|  |  | 285 | 2.85 | 293.1304 | 293.1304 | 293.13
|  |  | 286 | 2.86 | 293.1304 | 293.1304 | 293.13
|  |  | 287 | 2.87 | 293.1304 | 293.1303 | 293.13
|  |  | 288 | 2.88 | 293.1303 | 293.1303 | 293.13
|  |  | 289 | 2.89 | 293.1303 | 293.1303 | 293.13
|  |  | 290 | 2.9 | 293.1303 | 293.1303 | 293.13
|  |  | 291 | 2.91 | 293.1303 | 293.1303 | 293.13
|  |  | 292 | 2.92 | 293.1303 | 293.1303 | 293.13
|  |  | 293 | 2.93 | 293.1303 | 293.1303 | 293.13
|  |  | 294 | 2.94 | 293.1303 | 293.1303 | 293.13
|  |  | 295 | 2.95 | 293.1303 | 293.1303 | 293.13
|  |  | 296 | 2.96 | 293.1303 | 293.1302 | 293.13
|  |  | 297 | 2.97 | 293.1302 | 293.1302 | 293.13
|  |  | 298 | 2.98 | 293.1302 | 293.1302 | 293.13
|  |  | 299 | 2.99 | 293.1302 | 293.1302 | 293.13
|  |  | 300 | 3 | 293.1302 | 293.1302 | 293.13
|  |  | 301 | 3.01 | 293.1302 | 293.1302 | 293.13
|  |  | 302 | 3.02 | 293.1302 | 293.1302 | 293.13
|  |  | 303 | 3.03 | 293.1302 | 293.1302 | 293.13
|  |  | 304 | 3.04 | 293.1302 | 293.1302 | 293.13
|  |  | 305 | 3.05 | 293.1302 | 293.1302 | 293.13
|  |  | 306 | 3.06 | 293.1302 | 293.1302 | 293.13
|  |  | 307 | 3.07 | 293.1302 | 293.1302 | 293.13
|  |  | 308 | 3.08 | 293.1302 | 293.1302 | 293.13
|  |  | 309 | 3.09 | 293.1302 | 293.1301 | 293.13
|  |  | 310 | 3.1 | 293.1301 | 293.1301 | 293.13
|  |  | 311 | 3.11 | 293.1301 | 293.1301 | 293.13
|  |  | 312 | 3.12 | 293.1301 | 293.1301 | 293.13
|  |  | 313 | 3.13 | 293.1301 | 293.1301 | 293.13
|  |  | 314 | 3.14 | 293.1301 | 293.1301 | 293.13
|  |  | 315 | 3.15 | 293.1301 | 293.1301 | 293.13
|  |  | 316 | 3.16 | 293.1301 | 293.1301 | 293.13
|  |  | 317 | 3.17 | 293.1301 | 293.1301 | 293.13
|  |  | 318 | 3.18 | 293.1301 | 293.1301 | 293.13
|  |  | 319 | 3.19 | 293.1301 | 293.1301 | 293.13
|  |  | 320 | 3.2 | 293.1301 | 293.1301 | 293.13
|  |  | 321 | 3.21 | 293.1301 | 293.1301 | 293.13
|  |  | 322 | 3.22 | 293.1301 | 293.1301 | 293.13
|  |  | 323 | 3.23 | 293.1301 | 293.1301 | 293.13
|  |  | 324 | 3.24 | 293.1301 | 293.1301 | 293.13
|  |  | 325 | 3.25 | 293.1301 | 293.1301 | 293.13
|  |  | 326 | 3.26 | 293.1301 | 293.1301 | 293.13
|  |  | 327 | 3.27 | 293.1301 | 293.1301 | 293.13
|  |  | 328 | 3.28 | 293.1301 | 293.1301 | 293.13
|  |  | 329 | 3.29 | 293.1301 | 293.1301 | 293.13
|  |  | 330 | 3.3 | 293.1301 | 293.1301 | 293.13
|  |  | 331 | 3.31 | 293.1301 | 293.1301 | 293.13
|  |  | 332 | 3.32 | 293.1301 | 293.1301 | 293.13
|  |  | 333 | 3.33 | 293.1301 | 293.1301 | 293.13
|  |  | 334 | 3.34 | 293.1301 | 293.1301 | 293.13
|  |  | 335 | 3.35 | 293.1301 | 293.1301 | 293.13
|  |  | 336 | 3.36 | 293.1301 | 293.1301 | 293.13
|  |  | 337 | 3.37 | 293.1301 | 293.1301 | 293.13
|  |  | 338 | 3.38 | 293.1301 | 293.13 | 293.13
|  |  | 339 | 3.39 | 293.13 | 293.13 | 293.13
|  |  | 340 | 3.4 | 293.13 | 293.13 | 293.13
|  |  | 341 | 3.41 | 293.13 | 293.13 | 293.13
|  |  | 342 | 3.42 | 293.13 | 293.13 | 293.13
|  |  | 343 | 3.43 | 293.13 | 293.13 | 293.13
|  |  | 344 | 3.44 | 293.13 | 293.13 | 293.13
|  |  | 345 | 3.45 | 293.13 | 293.13 | 293.13
|  |  | 346 | 3.46 | 293.13 | 293.13 | 293.13
|  |  | 347 | 3.47 | 293.13 | 293.13 | 293.13
|  |  | 348 | 3.48 | 293.13 | 293.13 | 293.13
|  |  | 349 | 3.49 | 293.13 | 293.13 | 293.13
|  |  | 350 | 3.5 | 293.13 | 293.13 | 293.13
|  |  | 351 | 3.51 | 293.13 | 293.13 | 293.13
|  |  | 352 | 3.52 | 293.13 | 293.13 | 293.13
|  |  | 353 | 3.53 | 293.13 | 293.13 | 293.13
|  |  | 354 | 3.54 | 293.13 | 293.13 | 293.13
|  |  | 355 | 3.55 | 293.13 | 293.13 | 293.13
|  |  | 356 | 3.56 | 293.13 | 293.13 | 293.13
|  |  | 357 | 3.57 | 293.13 | 293.13 | 293.13
|  |  | 358 | 3.58 | 293.13 | 293.13 | 293.13
|  |  | 359 | 3.59 | 293.13 | 293.13 | 293.13
|  |  | 360 | 3.6 | 293.13 | 293.13 | 293.13
|  |  | 361 | 3.61 | 293.13 | 293.13 | 293.13
|  |  | 362 | 3.62 | 293.13 | 293.13 | 293.13
|  |  | 363 | 3.63 | 293.13 | 293.13 | 293.13
|  |  | 364 | 3.64 | 293.13 | 293.13 | 293.13
|  |  | 365 | 3.65 | 293.13 | 293.13 | 293.13
|  |  | 366 | 3.66 | 293.13 | 293.13 | 293.13
|  |  | 367 | 3.67 | 293.13 | 293.13 | 293.13
|  |  | 368 | 3.68 | 293.13 | 293.13 | 293.13
|  |  | 369 | 3.69 | 293.13 | 293.13 | 293.13
|  |  | 370 | 3.7 | 293.13 | 293.13 | 293.13
|  |  | 371 | 3.71 | 293.13 | 293.13 | 293.13
|  |  | 372 | 3.72 | 293.13 | 293.13 | 293.13
|  |  | 373 | 3.73 | 293.13 | 293.13 | 293.13
|  |  | 374 | 3.74 | 293.13 | 293.13 | 293.13
|  |  | 375 | 3.75 | 293.13 | 293.13 | 293.13
|  |  | 376 | 3.76 | 293.13 | 293.13 | 293.13
|  |  | 377 | 3.77 | 293.13 | 293.13 | 293.13
|  |  | 378 | 3.78 | 293.13 | 293.13 | 293.13
|  |  | 379 | 3.79 | 293.13 | 293.13 | 293.13
|  |  | 380 | 3.8 | 293.13 | 293.13 | 293.13
|  |  | 381 | 3.81 | 293.13 | 293.13 | 293.13
|  |  | 382 | 3.82 | 293.13 | 293.13 | 293.13
|  |  | 383 | 3.83 | 293.13 | 293.13 | 293.13
|  |  | 384 | 3.84 | 293.13 | 293.13 | 293.13
|  |  | 385 | 3.85 | 293.13 | 293.13 | 293.13
|  |  | 386 | 3.86 | 293.13 | 293.13 | 293.13
|  |  | 387 | 3.87 | 293.13 | 293.13 | 293.13
|  |  | 388 | 3.88 | 293.13 | 293.13 | 293.13
|  |  | 389 | 3.89 | 293.13 | 293.13 | 293.13
|  |  | 390 | 3.9 | 293.13 | 293.13 | 293.13
|  |  | 391 | 3.91 | 293.13 | 293.13 | 293.13
|  |  | 392 | 3.92 | 293.13 | 293.13 | 293.13
|  |  | 393 | 3.93 | 293.13 | 293.13 | 293.13
|  |  | 394 | 3.94 | 293.13 | 293.13 | 293.13
|  |  | 395 | 3.95 | 293.13 | 293.13 | 293.13
|  |  | 396 | 3.96 | 293.13 | 293.13 | 293.13
|  |  | 397 | 3.97 | 293.13 | 293.13 | 293.13
|  |  | 398 | 3.98 | 293.13 | 293.13 | 293.13
|  |  | 399 | 3.99 | 293.13 | 293.13 | 293.13
|  |  | 400 | 4 | 293.13 | 293.13 | 293.13
|  |  | 401 | 4.01 | 293.13 | 293.13 | 293.13
|  |  | 402 | 4.02 | 293.13 | 293.13 | 293.13
|  |  | 403 | 4.03 | 293.13 | 293.13 | 293.13
|  |  | 404 | 4.04 | 293.13 | 293.13 | 293.13
|  |  | 405 | 4.05 | 293.13 | 293.13 | 293.13
|  |  | 406 | 4.06 | 293.13 | 293.13 | 293.13
|  |  | 407 | 4.07 | 293.13 | 293.13 | 293.13
|  |  | 408 | 4.08 | 293.13 | 293.13 | 293.13
|  |  | 409 | 4.09 | 293.13 | 293.13 | 293.13
|  |  | 410 | 4.1 | 293.13 | 293.13 | 293.13
|  |  | 411 | 4.11 | 293.13 | 293.13 | 293.13
|  |  | 412 | 4.12 | 293.13 | 293.13 | 293.13
|  |  | 413 | 4.13 | 293.13 | 293.13 | 293.13
|  |  | 414 | 4.14 | 293.13 | 293.13 | 293.13
|  |  | 415 | 4.15 | 293.13 | 293.13 | 293.13
|  |  | 416 | 4.16 | 293.13 | 293.13 | 293.13
|  |  | 417 | 4.17 | 293.13 | 293.13 | 293.13
|  |  | 418 | 4.18 | 293.13 | 293.13 | 293.13
|  |  | 419 | 4.19 | 293.13 | 293.13 | 293.13
|  |  | 420 | 4.2 | 293.13 | 293.13 | 293.13
|  |  | 421 | 4.21 | 293.13 | 293.13 | 293.13
|  |  | 422 | 4.22 | 293.13 | 293.13 | 293.13
|  |  | 423 | 4.23 | 293.13 | 293.13 | 293.13
|  |  | 424 | 4.24 | 293.13 | 293.13 | 293.13
|  |  | 425 | 4.25 | 293.13 | 293.13 | 293.13
|  |  | 426 | 4.26 | 293.13 | 293.13 | 293.13
|  |  | 427 | 4.27 | 293.13 | 293.13 | 293.13
|  |  | 428 | 4.28 | 293.13 | 293.13 | 293.13
|  |  | 429 | 4.29 | 293.13 | 293.13 | 293.13
|  |  | 430 | 4.3 | 293.13 | 293.13 | 293.13
|  |  | 431 | 4.31 | 293.13 | 293.13 | 293.13
|  |  | 432 | 4.32 | 293.13 | 293.13 | 293.13
|  |  | 433 | 4.33 | 293.13 | 293.13 | 293.13
|  |  | 434 | 4.34 | 293.13 | 293.13 | 293.13
|  |  | 435 | 4.35 | 293.13 | 293.13 | 293.13
|  |  | 436 | 4.36 | 293.13 | 293.13 | 293.13
|  |  | 437 | 4.37 | 293.13 | 293.13 | 293.13
|  |  | 438 | 4.38 | 293.13 | 293.13 | 293.13
|  |  | 439 | 4.39 | 293.13 | 293.13 | 293.13
|  |  | 440 | 4.4 | 293.13 | 293.13 | 293.13
|  |  | 441 | 4.41 | 293.13 | 293.13 | 293.13
|  |  | 442 | 4.42 | 293.13 | 293.13 | 293.13
|  |  | 443 | 4.43 | 293.13 | 293.13 | 293.13
|  |  | 444 | 4.44 | 293.13 | 293.13 | 293.13
|  |  | 445 | 4.45 | 293.13 | 293.13 | 293.13
|  |  | 446 | 4.46 | 293.13 | 293.13 | 293.13
|  |  | 447 | 4.47 | 293.13 | 293.13 | 293.13
|  |  | 448 | 4.48 | 293.13 | 293.13 | 293.13
|  |  | 449 | 4.49 | 293.13 | 293.13 | 293.13
|  |  | 450 | 4.5 | 293.13 | 293.13 | 293.13
|  |  | 451 | 4.51 | 293.13 | 293.13 | 293.13
|  |  | 452 | 4.52 | 293.13 | 293.13 | 293.13
|  |  | 453 | 4.53 | 293.13 | 293.13 | 293.13
|  |  | 454 | 4.54 | 293.13 | 293.13 | 293.13
|  |  | 455 | 4.55 | 293.13 | 293.13 | 293.13
|  |  | 456 | 4.56 | 293.13 | 293.13 | 293.13
|  |  | 457 | 4.57 | 293.13 | 293.13 | 293.13
|  |  | 458 | 4.58 | 293.13 | 293.13 | 293.13
|  |  | 459 | 4.59 | 293.13 | 293.13 | 293.13
|  |  | 460 | 4.6 | 293.13 | 293.13 | 293.13
|  |  | 461 | 4.61 | 293.13 | 293.13 | 293.13
|  |  | 462 | 4.62 | 293.13 | 293.13 | 293.13
|  |  | 463 | 4.63 | 293.13 | 293.13 | 293.13
|  |  | 464 | 4.64 | 293.13 | 293.13 | 293.13
|  |  | 465 | 4.65 | 293.13 | 293.13 | 293.13
|  |  | 466 | 4.66 | 293.13 | 293.13 | 293.13
|  |  | 467 | 4.67 | 293.13 | 293.13 | 293.13
|  |  | 468 | 4.68 | 293.13 | 293.13 | 293.13
|  |  | 469 | 4.69 | 293.13 | 293.13 | 293.13
|  |  | 470 | 4.7 | 293.13 | 293.13 | 293.13
|  |  | 471 | 4.71 | 293.13 | 293.13 | 293.13
|  |  | 472 | 4.72 | 293.13 | 293.13 | 293.13
|  |  | 473 | 4.73 | 293.13 | 293.13 | 293.13
|  |  | 474 | 4.74 | 293.13 | 293.13 | 293.13
|  |  | 475 | 4.75 | 293.13 | 293.13 | 293.13
|  |  | 476 | 4.76 | 293.13 | 293.13 | 293.13
|  |  | 477 | 4.77 | 293.13 | 293.13 | 293.13
|  |  | 478 | 4.78 | 293.13 | 293.13 | 293.13
|  |  | 479 | 4.79 | 293.13 | 293.13 | 293.13
|  |  | 480 | 4.8 | 293.13 | 293.13 | 293.13
|  |  | 481 | 4.81 | 293.13 | 293.13 | 293.13
|  |  | 482 | 4.82 | 293.13 | 293.13 | 293.13
|  |  | 483 | 4.83 | 293.13 | 293.13 | 293.13
|  |  | 484 | 4.84 | 293.13 | 293.13 | 293.13
|  |  | 485 | 4.85 | 293.13 | 293.13 | 293.13
|  |  | 486 | 4.86 | 293.13 | 293.13 | 293.13
|  |  | 487 | 4.87 | 293.13 | 293.13 | 293.13
|  |  | 488 | 4.88 | 293.13 | 293.13 | 293.13
|  |  | 489 | 4.89 | 293.13 | 293.13 | 293.13
|  |  | 490 | 4.9 | 293.13 | 293.13 | 293.13
|  |  | 491 | 4.91 | 293.13 | 293.13 | 293.13
|  |  | 492 | 4.92 | 293.13 | 293.13 | 293.13
|  |  | 493 | 4.93 | 293.13 | 293.13 | 293.13
|  |  | 494 | 4.94 | 293.13 | 293.13 | 293.13
|  |  | 495 | 4.95 | 293.13 | 293.13 | 293.13
|  |  | 496 | 4.96 | 293.13 | 293.13 | 293.13
|  |  | 497 | 4.97 | 293.13 | 293.13 | 293.13
|  |  | 498 | 4.98 | 293.13 | 293.13 | 293.13
|  |  | 499 | 4.99 | 293.13 | 293.13 | 293.13
|  |  | 500 | 5 | 293.13 | 293.13 | 293.13
|  |  | 501 | 5.01 | 293.13 | 293.13 | 293.13
|  |  | 502 | 5.02 | 293.13 | 293.13 | 293.13
|  |  | 503 | 5.03 | 293.13 | 293.13 | 293.13
|  |  | 504 | 5.04 | 293.13 | 293.13 | 293.13
|  |  | 505 | 5.05 | 293.13 | 293.13 | 293.13
|  |  | 506 | 5.06 | 293.13 | 293.13 | 293.13
|  |  | 507 | 5.07 | 293.13 | 293.13 | 293.13
|  |  | 508 | 5.08 | 293.13 | 293.13 | 293.13
|  |  | 509 | 5.09 | 293.13 | 293.13 | 293.13
|  |  | 510 | 5.1 | 293.13 | 293.13 | 293.13
|  |  | 511 | 5.11 | 293.13 | 293.13 | 293.13
|  |  | 512 | 5.12 | 293.13 | 293.13 | 293.13
|  |  | 513 | 5.13 | 293.13 | 293.13 | 293.13
|  |  | 514 | 5.14 | 293.13 | 293.13 | 293.13
|  |  | 515 | 5.15 | 293.13 | 293.13 | 293.13
|  |  | 516 | 5.16 | 293.13 | 293.13 | 293.13
|  |  | 517 | 5.17 | 293.13 | 293.13 | 293.13
|  |  | 518 | 5.18 | 293.13 | 293.13 | 293.13
|  |  | 519 | 5.19 | 293.13 | 293.13 | 293.13
|  |  | 520 | 5.2 | 293.13 | 293.13 | 293.13
|  |  | 521 | 5.21 | 293.13 | 293.13 | 293.13
|  |  | 522 | 5.22 | 293.13 | 293.13 | 293.13
|  |  | 523 | 5.23 | 293.13 | 293.13 | 293.13
|  |  | 524 | 5.24 | 293.13 | 293.13 | 293.13
|  |  | 525 | 5.25 | 293.13 | 293.13 | 293.13
|  |  | 526 | 5.26 | 293.13 | 293.13 | 293.13
|  |  | 527 | 5.27 | 293.13 | 293.13 | 293.13
|  |  | 528 | 5.28 | 293.13 | 293.13 | 293.13
|  |  | 529 | 5.29 | 293.13 | 293.13 | 293.13
|  |  | 530 | 5.3 | 293.13 | 293.13 | 293.13
|  |  | 531 | 5.31 | 293.13 | 293.13 | 293.13
|  |  | 532 | 5.32 | 293.13 | 293.13 | 293.13
|  |  | 533 | 5.33 | 293.13 | 293.13 | 293.13
|  |  | 534 | 5.34 | 293.13 | 293.13 | 293.13
|  |  | 535 | 5.35 | 293.13 | 293.13 | 293.13
|  |  | 536 | 5.36 | 293.13 | 293.13 | 293.13
|  |  | 537 | 5.37 | 293.13 | 293.13 | 293.13
|  |  | 538 | 5.38 | 293.13 | 293.13 | 293.13
|  |  | 539 | 5.39 | 293.13 | 293.13 | 293.13
|  |  | 540 | 5.4 | 293.13 | 293.13 | 293.13
|  |  | 541 | 5.41 | 293.13 | 293.13 | 293.13
|  |  | 542 | 5.42 | 293.13 | 293.13 | 293.13
|  |  | 543 | 5.43 | 293.13 | 293.13 | 293.13
|  |  | 544 | 5.44 | 293.13 | 293.13 | 293.13
|  |  | 545 | 5.45 | 293.13 | 293.13 | 293.13
|  |  | 546 | 5.46 | 293.13 | 293.13 | 293.13
|  |  | 547 | 5.47 | 293.13 | 293.13 | 293.13
|  |  | 548 | 5.48 | 293.13 | 293.13 | 293.13
|  |  | 549 | 5.49 | 293.13 | 293.13 | 293.13
|  |  | 550 | 5.5 | 293.13 | 293.13 | 293.13
|  |  | 551 | 5.51 | 293.13 | 293.13 | 293.13
|  |  | 552 | 5.52 | 293.13 | 293.13 | 293.13
|  |  | 553 | 5.53 | 293.13 | 293.13 | 293.13
|  |  | 554 | 5.54 | 293.13 | 293.13 | 293.13
|  |  | 555 | 5.55 | 293.13 | 293.13 | 293.13
|  |  | 556 | 5.56 | 293.13 | 293.13 | 293.13
|  |  | 557 | 5.57 | 293.13 | 293.13 | 293.13
|  |  | 558 | 5.58 | 293.13 | 293.13 | 293.13
|  |  | 559 | 5.59 | 293.13 | 293.13 | 293.13
|  |  | 560 | 5.6 | 293.13 | 293.13 | 293.13
|  |  | 561 | 5.61 | 293.13 | 293.13 | 293.13
|  |  | 562 | 5.62 | 293.13 | 293.13 | 293.13
|  |  | 563 | 5.63 | 293.13 | 293.13 | 293.13
|  |  | 564 | 5.64 | 293.13 | 293.13 | 293.13
|  |  | 565 | 5.65 | 293.13 | 293.13 | 293.13
|  |  | 566 | 5.66 | 293.13 | 293.13 | 293.13
|  |  | 567 | 5.67 | 293.13 | 293.13 | 293.13
|  |  | 568 | 5.68 | 293.13 | 293.13 | 293.13
|  |  | 569 | 5.69 | 293.13 | 293.13 | 293.13
|  |  | 570 | 5.7 | 293.13 | 293.13 | 293.13
|  |  | 571 | 5.71 | 293.13 | 293.13 | 293.13
|  |  | 572 | 5.72 | 293.13 | 293.13 | 293.13
|  |  | 573 | 5.73 | 293.13 | 293.13 | 293.13
|  |  | 574 | 5.74 | 293.13 | 293.13 | 293.13
|  |  | 575 | 5.75 | 293.13 | 293.13 | 293.13
|  |  | 576 | 5.76 | 293.13 | 293.13 | 293.13
|  |  | 577 | 5.77 | 293.13 | 293.13 | 293.13
|  |  | 578 | 5.78 | 293.13 | 293.13 | 293.13
|  |  | 579 | 5.79 | 293.13 | 293.13 | 293.13
|  |  | 580 | 5.8 | 293.13 | 293.13 | 293.13
|  |  | 581 | 5.81 | 293.13 | 293.13 | 293.13
|  |  | 582 | 5.82 | 293.13 | 293.13 | 293.13
|  |  | 583 | 5.83 | 293.13 | 293.13 | 293.13
|  |  | 584 | 5.84 | 293.13 | 293.13 | 293.13
|  |  | 585 | 5.85 | 293.13 | 293.13 | 293.13
|  |  | 586 | 5.86 | 293.13 | 293.13 | 293.13
|  |  | 587 | 5.87 | 293.13 | 293.13 | 293.13
|  |  | 588 | 5.88 | 293.13 | 293.13 | 293.13
|  |  | 589 | 5.89 | 293.13 | 293.13 | 293.13
|  |  | 590 | 5.9 | 293.13 | 293.13 | 293.13
|  |  | 591 | 5.91 | 293.13 | 293.13 | 293.13
|  |  | 592 | 5.92 | 293.13 | 293.13 | 293.13
|  |  | 593 | 5.93 | 293.13 | 293.13 | 293.13
|  |  | 594 | 5.94 | 293.13 | 293.13 | 293.13
|  |  | 595 | 5.95 | 293.13 | 293.13 | 293.13
|  |  | 596 | 5.96 | 293.13 | 293.13 | 293.13
|  |  | 597 | 5.97 | 293.13 | 293.13 | 293.13
|  |  | 598 | 5.98 | 293.13 | 293.13 | 293.13
|  |  | 599 | 5.99 | 293.13 | 293.13 | 293.13
|  |  | 600 | 6 | 293.13 | 293.13 | 293.13
|  |  | 601 | 6.01 | 293.13 | 293.13 | 293.13
|  |  | 602 | 6.02 | 293.13 | 293.13 | 293.13
|  |  | 603 | 6.03 | 293.13 | 293.13 | 293.13
|  |  | 604 | 6.04 | 293.13 | 293.13 | 293.13
|  |  | 605 | 6.05 | 293.13 | 293.13 | 293.13
|  |  | 606 | 6.06 | 293.13 | 293.13 | 293.13
|  |  | 607 | 6.07 | 293.13 | 293.13 | 293.13
|  |  | 608 | 6.08 | 293.13 | 293.13 | 293.13
|  |  | 609 | 6.09 | 293.13 | 293.13 | 293.13
|  |  | 610 | 6.1 | 293.13 | 293.13 | 293.13
|  |  | 611 | 6.11 | 293.13 | 293.13 | 293.13
|  |  | 612 | 6.12 | 293.13 | 293.13 | 293.13
|  |  | 613 | 6.13 | 293.13 | 293.13 | 293.13
|  |  | 614 | 6.14 | 293.13 | 293.13 | 293.13
|  |  | 615 | 6.15 | 293.13 | 293.13 | 293.13
|  |  | 616 | 6.16 | 293.13 | 293.13 | 293.13
|  |  | 617 | 6.17 | 293.13 | 293.13 | 293.13
|  |  | 618 | 6.18 | 293.13 | 293.13 | 293.13
|  |  | 619 | 6.19 | 293.13 | 293.13 | 293.13
|  |  | 620 | 6.2 | 293.13 | 293.13 | 293.13
|  |  | 621 | 6.21 | 293.13 | 293.13 | 293.13
|  |  | 622 | 6.22 | 293.13 | 293.13 | 293.13
|  |  | 623 | 6.23 | 293.13 | 293.13 | 293.13
|  |  | 624 | 6.24 | 293.13 | 293.13 | 293.13
|  |  | 625 | 6.25 | 293.13 | 293.13 | 293.13
|  |  | 626 | 6.26 | 293.13 | 293.13 | 293.13
|  |  | 627 | 6.27 | 293.13 | 293.13 | 293.13
|  |  | 628 | 6.28 | 293.13 | 293.13 | 293.13
|  |  | 629 | 6.29 | 293.13 | 293.13 | 293.13
|  |  | 630 | 6.3 | 293.13 | 293.13 | 293.13
|  |  | 631 | 6.31 | 293.13 | 293.13 | 293.13
|  |  | 632 | 6.32 | 293.13 | 293.13 | 293.13
|  |  | 633 | 6.33 | 293.13 | 293.13 | 293.13
|  |  | 634 | 6.34 | 293.13 | 293.13 | 293.13
|  |  | 635 | 6.35 | 293.13 | 293.13 | 293.13
|  |  | 636 | 6.36 | 293.13 | 293.13 | 293.13
|  |  | 637 | 6.37 | 293.13 | 293.13 | 293.13
|  |  | 638 | 6.38 | 293.13 | 293.13 | 293.13
|  |  | 639 | 6.39 | 293.13 | 293.13 | 293.13
|  |  | 640 | 6.4 | 293.13 | 293.13 | 293.13
|  |  | 641 | 6.41 | 293.13 | 293.13 | 293.13
|  |  | 642 | 6.42 | 293.13 | 293.13 | 293.13
|  |  | 643 | 6.43 | 293.13 | 293.13 | 293.13
|  |  | 644 | 6.44 | 293.13 | 293.13 | 293.13
|  |  | 645 | 6.45 | 293.13 | 293.13 | 293.13
|  |  | 646 | 6.46 | 293.13 | 293.13 | 293.13
|  |  | 647 | 6.47 | 293.13 | 293.13 | 293.13
|  |  | 648 | 6.48 | 293.13 | 293.13 | 293.13
|  |  | 649 | 6.49 | 293.13 | 293.13 | 293.13
|  |  | 650 | 6.5 | 293.13 | 293.13 | 293.13
|  |  | 651 | 6.51 | 293.13 | 293.13 | 293.13
|  |  | 652 | 6.52 | 293.13 | 293.13 | 293.13
|  |  | 653 | 6.53 | 293.13 | 293.13 | 293.13
|  |  | 654 | 6.54 | 293.13 | 293.13 | 293.13
|  |  | 655 | 6.55 | 293.13 | 293.13 | 293.13
|  |  | 656 | 6.56 | 293.13 | 293.13 | 293.13
|  |  | 657 | 6.57 | 293.13 | 293.13 | 293.13
|  |  | 658 | 6.58 | 293.13 | 293.13 | 293.13
|  |  | 659 | 6.59 | 293.13 | 293.13 | 293.13
|  |  | 660 | 6.6 | 293.13 | 293.13 | 293.13
|  |  | 661 | 6.61 | 293.13 | 293.13 | 293.13
|  |  | 662 | 6.62 | 293.13 | 293.13 | 293.13
|  |  | 663 | 6.63 | 293.13 | 293.13 | 293.13
|  |  | 664 | 6.64 | 293.13 | 293.13 | 293.13
|  |  | 665 | 6.65 | 293.13 | 293.13 | 293.13
|  |  | 666 | 6.66 | 293.13 | 293.13 | 293.13
|  |  | 667 | 6.67 | 293.13 | 293.13 | 293.13
|  |  | 668 | 6.68 | 293.13 | 293.13 | 293.13
|  |  | 669 | 6.69 | 293.13 | 293.13 | 293.13
|  |  | 670 | 6.7 | 293.13 | 293.13 | 293.13
|  |  | 671 | 6.71 | 293.13 | 293.13 | 293.13
|  |  | 672 | 6.72 | 293.13 | 293.13 | 293.13
|  |  | 673 | 6.73 | 293.13 | 293.13 | 293.13
|  |  | 674 | 6.74 | 293.13 | 293.13 | 293.13
|  |  | 675 | 6.75 | 293.13 | 293.13 | 293.13
|  |  | 676 | 6.76 | 293.13 | 293.13 | 293.13
|  |  | 677 | 6.77 | 293.13 | 293.13 | 293.13
|  |  | 678 | 6.78 | 293.13 | 293.13 | 293.13
|  |  | 679 | 6.79 | 293.13 | 293.13 | 293.13
|  |  | 680 | 6.8 | 293.13 | 293.13 | 293.13
|  |  | 681 | 6.81 | 293.13 | 293.13 | 293.13
|  |  | 682 | 6.82 | 293.13 | 293.13 | 293.13
|  |  | 683 | 6.83 | 293.13 | 293.13 | 293.13
|  |  | 684 | 6.84 | 293.13 | 293.13 | 293.13
|  |  | 685 | 6.85 | 293.13 | 293.13 | 293.13
|  |  | 686 | 6.86 | 293.13 | 293.13 | 293.13
|  |  | 687 | 6.87 | 293.13 | 293.13 | 293.13
|  |  | 688 | 6.88 | 293.13 | 293.13 | 293.13
|  |  | 689 | 6.89 | 293.13 | 293.13 | 293.13
|  |  | 690 | 6.9 | 293.13 | 293.13 | 293.13
|  |  | 691 | 6.91 | 293.13 | 293.13 | 293.13
|  |  | 692 | 6.92 | 293.13 | 293.13 | 293.13
|  |  | 693 | 6.93 | 293.13 | 293.13 | 293.13
|  |  | 694 | 6.94 | 293.13 | 293.13 | 293.13
|  |  | 695 | 6.95 | 293.13 | 293.13 | 293.13
|  |  | 696 | 6.96 | 293.13 | 293.13 | 293.13
|  |  | 697 | 6.97 | 293.13 | 293.13 | 293.13
|  |  | 698 | 6.98 | 293.13 | 293.13 | 293.13
|  |  | 699 | 6.99 | 293.13 | 293.13 | 293.13
|  |  | 700 | 7 | 293.13 | 293.13 | 293.13
|  |  | 701 | 7.01 | 293.13 | 293.13 | 293.13
|  |  | 702 | 7.02 | 293.13 | 293.13 | 293.13
|  |  | 703 | 7.03 | 293.13 | 293.13 | 293.13
|  |  | 704 | 7.04 | 293.13 | 293.13 | 293.13
|  |  | 705 | 7.05 | 293.13 | 293.13 | 293.13
|  |  | 706 | 7.06 | 293.13 | 293.13 | 293.13
|  |  | 707 | 7.07 | 293.13 | 293.13 | 293.13
|  |  | 708 | 7.08 | 293.13 | 293.13 | 293.13
|  |  | 709 | 7.09 | 293.13 | 293.13 | 293.13
|  |  | 710 | 7.1 | 293.13 | 293.13 | 293.13
|  |  | 711 | 7.11 | 293.13 | 293.13 | 293.13
|  |  | 712 | 7.12 | 293.13 | 293.13 | 293.13
|  |  | 713 | 7.13 | 293.13 | 293.13 | 293.13
|  |  | 714 | 7.14 | 293.13 | 293.13 | 293.13
|  |  | 715 | 7.15 | 293.13 | 293.13 | 293.13
|  |  | 716 | 7.16 | 293.13 | 293.13 | 293.13
|  |  | 717 | 7.17 | 293.13 | 293.13 | 293.13
|  |  | 718 | 7.18 | 293.13 | 293.13 | 293.13
|  |  | 719 | 7.19 | 293.13 | 293.13 | 293.13
|  |  | 720 | 7.2 | 293.13 | 293.13 | 293.13
|  |  | 721 | 7.21 | 293.13 | 293.13 | 293.13
|  |  | 722 | 7.22 | 293.13 | 293.13 | 293.13
|  |  | 723 | 7.23 | 293.13 | 293.13 | 293.13
|  |  | 724 | 7.24 | 293.13 | 293.13 | 293.13
|  |  | 725 | 7.25 | 293.13 | 293.13 | 293.13
|  |  | 726 | 7.26 | 293.13 | 293.13 | 293.13
|  |  | 727 | 7.27 | 293.13 | 293.13 | 293.13
|  |  | 728 | 7.28 | 293.13 | 293.13 | 293.13
|  |  | 729 | 7.29 | 293.13 | 293.13 | 293.13
|  |  | 730 | 7.3 | 293.13 | 293.13 | 293.13
|  |  | 731 | 7.31 | 293.13 | 293.13 | 293.13
|  |  | 732 | 7.32 | 293.13 | 293.13 | 293.13
|  |  | 733 | 7.33 | 293.13 | 293.13 | 293.13
|  |  | 734 | 7.34 | 293.13 | 293.13 | 293.13
|  |  | 735 | 7.35 | 293.13 | 293.13 | 293.13
|  |  | 736 | 7.36 | 293.13 | 293.13 | 293.13
|  |  | 737 | 7.37 | 293.13 | 293.13 | 293.13
|  |  | 738 | 7.38 | 293.13 | 293.13 | 293.13
|  |  | 739 | 7.39 | 293.13 | 293.13 | 293.13
|  |  | 740 | 7.4 | 293.13 | 293.13 | 293.13
|  |  | 741 | 7.41 | 293.13 | 293.13 | 293.13
|  |  | 742 | 7.42 | 293.13 | 293.13 | 293.13
|  |  | 743 | 7.43 | 293.13 | 293.13 | 293.13
|  |  | 744 | 7.44 | 293.13 | 293.13 | 293.13
|  |  | 745 | 7.45 | 293.13 | 293.13 | 293.13
|  |  | 746 | 7.46 | 293.13 | 293.13 | 293.13
|  |  | 747 | 7.47 | 293.13 | 293.13 | 293.13
|  |  | 748 | 7.48 | 293.13 | 293.13 | 293.13
|  |  | 749 | 7.49 | 293.13 | 293.13 | 293.13
|  |  | 750 | 7.5 | 293.13 | 293.13 | 293.13
|  |  | 751 | 7.51 | 293.13 | 293.13 | 293.13
|  |  | 752 | 7.52 | 293.13 | 293.13 | 293.13
|  |  | 753 | 7.53 | 293.13 | 293.13 | 293.13
|  |  | 754 | 7.54 | 293.13 | 293.13 | 293.13
|  |  | 755 | 7.55 | 293.13 | 293.13 | 293.13
|  |  | 756 | 7.56 | 293.13 | 293.13 | 293.13
|  |  | 757 | 7.57 | 293.13 | 293.13 | 293.13
|  |  | 758 | 7.58 | 293.13 | 293.13 | 293.13
|  |  | 759 | 7.59 | 293.13 | 293.13 | 293.13
|  |  | 760 | 7.6 | 293.13 | 293.13 | 293.13
|  |  | 761 | 7.61 | 293.13 | 293.13 | 293.13
|  |  | 762 | 7.62 | 293.13 | 293.13 | 293.13
|  |  | 763 | 7.63 | 293.13 | 293.13 | 293.13
|  |  | 764 | 7.64 | 293.13 | 293.13 | 293.13
|  |  | 765 | 7.65 | 293.13 | 293.13 | 293.13
|  |  | 766 | 7.66 | 293.13 | 293.13 | 293.13
|  |  | 767 | 7.67 | 293.13 | 293.13 | 293.13
|  |  | 768 | 7.68 | 293.13 | 293.13 | 293.13
|  |  | 769 | 7.69 | 293.13 | 293.13 | 293.13
|  |  | 770 | 7.7 | 293.13 | 293.13 | 293.13
|  |  | 771 | 7.71 | 293.13 | 293.13 | 293.13
|  |  | 772 | 7.72 | 293.13 | 293.13 | 293.13
|  |  | 773 | 7.73 | 293.13 | 293.13 | 293.13
|  |  | 774 | 7.74 | 293.13 | 293.13 | 293.13
|  |  | 775 | 7.75 | 293.13 | 293.13 | 293.13
|  |  | 776 | 7.76 | 293.13 | 293.13 | 293.13
|  |  | 777 | 7.77 | 293.13 | 293.13 | 293.13
|  |  | 778 | 7.78 | 293.13 | 293.13 | 293.13
|  |  | 779 | 7.79 | 293.13 | 293.13 | 293.13
|  |  | 780 | 7.8 | 293.13 | 293.13 | 293.13
|  |  | 781 | 7.81 | 293.13 | 293.13 | 293.13
|  |  | 782 | 7.82 | 293.13 | 293.13 | 293.13
|  |  | 783 | 7.83 | 293.13 | 293.13 | 293.13
|  |  | 784 | 7.84 | 293.13 | 293.13 | 293.13
|  |  | 785 | 7.85 | 293.13 | 293.13 | 293.13
|  |  | 786 | 7.86 | 293.13 | 293.13 | 293.13
|  |  | 787 | 7.87 | 293.13 | 293.13 | 293.13
|  |  | 788 | 7.88 | 293.13 | 293.13 | 293.13
|  |  | 789 | 7.89 | 293.13 | 293.13 | 293.13
|  |  | 790 | 7.9 | 293.13 | 293.13 | 293.13
|  |  | 791 | 7.91 | 293.13 | 293.13 | 293.13
|  |  | 792 | 7.92 | 293.13 | 293.13 | 293.13
|  |  | 793 | 7.93 | 293.13 | 293.13 | 293.13
|  |  | 794 | 7.94 | 293.13 | 293.13 | 293.13
|  |  | 795 | 7.95 | 293.13 | 293.13 | 293.13
|  |  | 796 | 7.96 | 293.13 | 293.13 | 293.13
|  |  | 797 | 7.97 | 293.13 | 293.13 | 293.13
|  |  | 798 | 7.98 | 293.13 | 293.13 | 293.13
|  |  | 799 | 7.99 | 293.13 | 293.13 | 293.13
|  |  | 800 | 8 | 293.13 | 293.13 | 293.13
|  |  | 801 | 8.01 | 293.13 | 293.13 | 293.13
|  |  | 802 | 8.02 | 293.13 | 293.13 | 293.13
|  |  | 803 | 8.03 | 293.13 | 293.13 | 293.13
|  |  | 804 | 8.04 | 293.13 | 293.13 | 293.13
|  |  | 805 | 8.05 | 293.13 | 293.13 | 293.13
|  |  | 806 | 8.06 | 293.13 | 293.13 | 293.13
|  |  | 807 | 8.07 | 293.13 | 293.13 | 293.13
|  |  | 808 | 8.08 | 293.13 | 293.13 | 293.13
|  |  | 809 | 8.09 | 293.13 | 293.13 | 293.13
|  |  | 810 | 8.1 | 293.13 | 293.13 | 293.13
|  |  | 811 | 8.11 | 293.13 | 293.13 | 293.13
|  |  | 812 | 8.12 | 293.13 | 293.13 | 293.13
|  |  | 813 | 8.13 | 293.13 | 293.13 | 293.13
|  |  | 814 | 8.14 | 293.13 | 293.13 | 293.13
|  |  | 815 | 8.15 | 293.13 | 293.13 | 293.13
|  |  | 816 | 8.16 | 293.13 | 293.13 | 293.13
|  |  | 817 | 8.17 | 293.13 | 293.13 | 293.13
|  |  | 818 | 8.18 | 293.13 | 293.13 | 293.13
|  |  | 819 | 8.19 | 293.13 | 293.13 | 293.13
|  |  | 820 | 8.2 | 293.13 | 293.13 | 293.13
|  |  | 821 | 8.21 | 293.13 | 293.13 | 293.13
|  |  | 822 | 8.22 | 293.13 | 293.13 | 293.13
|  |  | 823 | 8.23 | 293.13 | 293.13 | 293.13
|  |  | 824 | 8.24 | 293.13 | 293.13 | 293.13
|  |  | 825 | 8.25 | 293.13 | 293.13 | 293.13
|  |  | 826 | 8.26 | 293.13 | 293.13 | 293.13
|  |  | 827 | 8.27 | 293.13 | 293.13 | 293.13
|  |  | 828 | 8.28 | 293.13 | 293.13 | 293.13
|  |  | 829 | 8.29 | 293.13 | 293.13 | 293.13
|  |  | 830 | 8.3 | 293.13 | 293.13 | 293.13
|  |  | 831 | 8.31 | 293.13 | 293.13 | 293.13
|  |  | 832 | 8.32 | 293.13 | 293.13 | 293.13
|  |  | 833 | 8.33 | 293.13 | 293.13 | 293.13
|  |  | 834 | 8.34 | 293.13 | 293.13 | 293.13
|  |  | 835 | 8.35 | 293.13 | 293.13 | 293.13
|  |  | 836 | 8.36 | 293.13 | 293.13 | 293.13
|  |  | 837 | 8.37 | 293.13 | 293.13 | 293.13
|  |  | 838 | 8.38 | 293.13 | 293.13 | 293.13
|  |  | 839 | 8.39 | 293.13 | 293.13 | 293.13
|  |  | 840 | 8.4 | 293.13 | 293.13 | 293.13
|  |  | 841 | 8.41 | 293.13 | 293.13 | 293.13
|  |  | 842 | 8.42 | 293.13 | 293.13 | 293.13
|  |  | 843 | 8.43 | 293.13 | 293.13 | 293.13
|  |  | 844 | 8.44 | 293.13 | 293.13 | 293.13
|  |  | 845 | 8.45 | 293.13 | 293.13 | 293.13
|  |  | 846 | 8.46 | 293.13 | 293.13 | 293.13
|  |  | 847 | 8.47 | 293.13 | 293.13 | 293.13
|  |  | 848 | 8.48 | 293.13 | 293.13 | 293.13
|  |  | 849 | 8.49 | 293.13 | 293.13 | 293.13
|  |  | 850 | 8.5 | 293.13 | 293.13 | 293.13
|  |  | 851 | 8.51 | 293.13 | 293.13 | 293.13
|  |  | 852 | 8.52 | 293.13 | 293.13 | 293.13
|  |  | 853 | 8.53 | 293.13 | 293.13 | 293.13
|  |  | 854 | 8.54 | 293.13 | 293.13 | 293.13
|  |  | 855 | 8.55 | 293.13 | 293.13 | 293.13
|  |  | 856 | 8.56 | 293.13 | 293.13 | 293.13
|  |  | 857 | 8.57 | 293.13 | 293.13 | 293.13
|  |  | 858 | 8.58 | 293.13 | 293.13 | 293.13
|  |  | 859 | 8.59 | 293.13 | 293.13 | 293.13
|  |  | 860 | 8.6 | 293.13 | 293.13 | 293.13
|  |  | 861 | 8.61 | 293.13 | 293.13 | 293.13
|  |  | 862 | 8.62 | 293.13 | 293.13 | 293.13
|  |  | 863 | 8.63 | 293.13 | 293.13 | 293.13
|  |  | 864 | 8.64 | 293.13 | 293.13 | 293.13
|  |  | 865 | 8.65 | 293.13 | 293.13 | 293.13
|  |  | 866 | 8.66 | 293.13 | 293.13 | 293.13
|  |  | 867 | 8.67 | 293.13 | 293.13 | 293.13
|  |  | 868 | 8.68 | 293.13 | 293.13 | 293.13
|  |  | 869 | 8.69 | 293.13 | 293.13 | 293.13
|  |  | 870 | 8.7 | 293.13 | 293.13 | 293.13
|  |  | 871 | 8.71 | 293.13 | 293.13 | 293.13
|  |  | 872 | 8.72 | 293.13 | 293.13 | 293.13
|  |  | 873 | 8.73 | 293.13 | 293.13 | 293.13
|  |  | 874 | 8.74 | 293.13 | 293.13 | 293.13
|  |  | 875 | 8.75 | 293.13 | 293.13 | 293.13
|  |  | 876 | 8.76 | 293.13 | 293.13 | 293.13
|  |  | 877 | 8.77 | 293.13 | 293.13 | 293.13
|  |  | 878 | 8.78 | 293.13 | 293.13 | 293.13
|  |  | 879 | 8.79 | 293.13 | 293.13 | 293.13
|  |  | 880 | 8.8 | 293.13 | 293.13 | 293.13
|  |  | 881 | 8.81 | 293.13 | 293.13 | 293.13
|  |  | 882 | 8.82 | 293.13 | 293.13 | 293.13
|  |  | 883 | 8.83 | 293.13 | 293.13 | 293.13
|  |  | 884 | 8.84 | 293.13 | 293.13 | 293.13
|  |  | 885 | 8.85 | 293.13 | 293.13 | 293.13
|  |  | 886 | 8.86 | 293.13 | 293.13 | 293.13
|  |  | 887 | 8.87 | 293.13 | 293.13 | 293.13
|  |  | 888 | 8.88 | 293.13 | 293.13 | 293.13
|  |  | 889 | 8.89 | 293.13 | 293.13 | 293.13
|  |  | 890 | 8.9 | 293.13 | 293.13 | 293.13
|  |  | 891 | 8.91 | 293.13 | 293.13 | 293.13
|  |  | 892 | 8.92 | 293.13 | 293.13 | 293.13
|  |  | 893 | 8.93 | 293.13 | 293.13 | 293.13
|  |  | 894 | 8.94 | 293.13 | 293.13 | 293.13
|  |  | 895 | 8.95 | 293.13 | 293.13 | 293.13
|  |  | 896 | 8.96 | 293.13 | 293.13 | 293.13
|  |  | 897 | 8.97 | 293.13 | 293.13 | 293.13
|  |  | 898 | 8.98 | 293.13 | 293.13 | 293.13
|  |  | 899 | 8.99 | 293.13 | 293.13 | 293.13
|  |  | 900 | 9 | 293.13 | 293.13 | 293.13
|  |  | 901 | 9.01 | 293.13 | 293.13 | 293.13
|  |  | 902 | 9.02 | 293.13 | 293.13 | 293.13
|  |  | 903 | 9.03 | 293.13 | 293.13 | 293.13
|  |  | 904 | 9.04 | 293.13 | 293.13 | 293.13
|  |  | 905 | 9.05 | 293.13 | 293.13 | 293.13
|  |  | 906 | 9.06 | 293.13 | 293.13 | 293.13
|  |  | 907 | 9.07 | 293.13 | 293.13 | 293.13
|  |  | 908 | 9.08 | 293.13 | 293.13 | 293.13
|  |  | 909 | 9.09 | 293.13 | 293.13 | 293.13
|  |  | 910 | 9.1 | 293.13 | 293.13 | 293.13
|  |  | 911 | 9.11 | 293.13 | 293.13 | 293.13
|  |  | 912 | 9.12 | 293.13 | 293.13 | 293.13
|  |  | 913 | 9.13 | 293.13 | 293.13 | 293.13
|  |  | 914 | 9.14 | 293.13 | 293.13 | 293.13
|  |  | 915 | 9.15 | 293.13 | 293.13 | 293.13
|  |  | 916 | 9.16 | 293.13 | 293.13 | 293.13
|  |  | 917 | 9.17 | 293.13 | 293.13 | 293.13
|  |  | 918 | 9.18 | 293.13 | 293.13 | 293.13
|  |  | 919 | 9.19 | 293.13 | 293.13 | 293.13
|  |  | 920 | 9.2 | 293.13 | 293.13 | 293.13
|  |  | 921 | 9.21 | 293.13 | 293.13 | 293.13
|  |  | 922 | 9.22 | 293.13 | 293.13 | 293.13
|  |  | 923 | 9.23 | 293.13 | 293.13 | 293.13
|  |  | 924 | 9.24 | 293.13 | 293.13 | 293.13
|  |  | 925 | 9.25 | 293.13 | 293.13 | 293.13
|  |  | 926 | 9.26 | 293.13 | 293.13 | 293.13
|  |  | 927 | 9.27 | 293.13 | 293.13 | 293.13
|  |  | 928 | 9.28 | 293.13 | 293.13 | 293.13
|  |  | 929 | 9.29 | 293.13 | 293.13 | 293.13
|  |  | 930 | 9.3 | 293.13 | 293.13 | 293.13
|  |  | 931 | 9.31 | 293.13 | 293.13 | 293.13
|  |  | 932 | 9.32 | 293.13 | 293.13 | 293.13
|  |  | 933 | 9.33 | 293.13 | 293.13 | 293.13
|  |  | 934 | 9.34 | 293.13 | 293.13 | 293.13
|  |  | 935 | 9.35 | 293.13 | 293.13 | 293.13
|  |  | 936 | 9.36 | 293.13 | 293.13 | 293.13
|  |  | 937 | 9.37 | 293.13 | 293.13 | 293.13
|  |  | 938 | 9.38 | 293.13 | 293.13 | 293.13
|  |  | 939 | 9.39 | 293.13 | 293.13 | 293.13
|  |  | 940 | 9.4 | 293.13 | 293.13 | 293.13
|  |  | 941 | 9.41 | 293.13 | 293.13 | 293.13
|  |  | 942 | 9.42 | 293.13 | 293.13 | 293.13
|  |  | 943 | 9.43 | 293.13 | 293.13 | 293.13
|  |  | 944 | 9.44 | 293.13 | 293.13 | 293.13
|  |  | 945 | 9.45 | 293.13 | 293.13 | 293.13
|  |  | 946 | 9.46 | 293.13 | 293.13 | 293.13
|  |  | 947 | 9.47 | 293.13 | 293.13 | 293.13
|  |  | 948 | 9.48 | 293.13 | 293.13 | 293.13
|  |  | 949 | 9.49 | 293.13 | 293.13 | 293.13
|  |  | 950 | 9.5 | 293.13 | 293.13 | 293.13
|  |  | 951 | 9.51 | 293.13 | 293.13 | 293.13
|  |  | 952 | 9.52 | 293.13 | 293.13 | 293.13
|  |  | 953 | 9.53 | 293.13 | 293.13 | 293.13
|  |  | 954 | 9.54 | 293.13 | 293.13 | 293.13
|  |  | 955 | 9.55 | 293.13 | 293.13 | 293.13
|  |  | 956 | 9.56 | 293.13 | 293.13 | 293.13
|  |  | 957 | 9.57 | 293.13 | 293.13 | 293.13
|  |  | 958 | 9.58 | 293.13 | 293.13 | 293.13
|  |  | 959 | 9.59 | 293.13 | 293.13 | 293.13
|  |  | 960 | 9.6 | 293.13 | 293.13 | 293.13
|  |  | 961 | 9.61 | 293.13 | 293.13 | 293.13
|  |  | 962 | 9.62 | 293.13 | 293.13 | 293.13
|  |  | 963 | 9.63 | 293.13 | 293.13 | 293.13
|  |  | 964 | 9.64 | 293.13 | 293.13 | 293.13
|  |  | 965 | 9.65 | 293.13 | 293.13 | 293.13
|  |  | 966 | 9.66 | 293.13 | 293.13 | 293.13
|  |  | 967 | 9.67 | 293.13 | 293.13 | 293.13
|  |  | 968 | 9.68 | 293.13 | 293.13 | 293.13
|  |  | 969 | 9.69 | 293.13 | 293.13 | 293.13
|  |  | 970 | 9.7 | 293.13 | 293.13 | 293.13
|  |  | 971 | 9.71 | 293.13 | 293.13 | 293.13
|  |  | 972 | 9.72 | 293.13 | 293.13 | 293.13
|  |  | 973 | 9.73 | 293.13 | 293.13 | 293.13
|  |  | 974 | 9.74 | 293.13 | 293.13 | 293.13
|  |  | 975 | 9.75 | 293.13 | 293.13 | 293.13
|  |  | 976 | 9.76 | 293.13 | 293.13 | 293.13
|  |  | 977 | 9.77 | 293.13 | 293.13 | 293.13
|  |  | 978 | 9.78 | 293.13 | 293.13 | 293.13
|  |  | 979 | 9.79 | 293.13 | 293.13 | 293.13
|  |  | 980 | 9.8 | 293.13 | 293.13 | 293.13
|  |  | 981 | 9.81 | 293.13 | 293.13 | 293.13
|  |  | 982 | 9.82 | 293.13 | 293.13 | 293.13
|  |  | 983 | 9.83 | 293.13 | 293.13 | 293.13
|  |  | 984 | 9.84 | 293.13 | 293.13 | 293.13
|  |  | 985 | 9.85 | 293.13 | 293.13 | 293.13
|  |  | 986 | 9.86 | 293.13 | 293.13 | 293.13
|  |  | 987 | 9.87 | 293.13 | 293.13 | 293.13
|  |  | 988 | 9.88 | 293.13 | 293.13 | 293.13
|  |  | 989 | 9.89 | 293.13 | 293.13 | 293.13
|  |  | 990 | 9.9 | 293.13 | 293.13 | 293.13
|  |  | 991 | 9.91 | 293.13 | 293.13 | 293.13
|  |  | 992 | 9.92 | 293.13 | 293.13 | 293.13
|  |  | 993 | 9.93 | 293.13 | 293.13 | 293.13
|  |  | 994 | 9.94 | 293.13 | 293.13 | 293.13
|  |  | 995 | 9.95 | 293.13 | 293.13 | 293.13
|  |  | 996 | 9.96 | 293.13 | 293.13 | 293.13
|  |  | 997 | 9.97 | 293.13 | 293.13 | 293.13
|  |  | 998 | 9.98 | 293.13 | 293.13 | 293.13
|  |  | 999 | 9.99 | 293.13 | 293.13 | 293.13
|  |  | 1000 | 10 | 293.13 | 293.13 | 293.13
Notes: Active heat regulation in flowtube (1/32" tubing immersed in heat transfer fluid regulation to 40 deg) 1L water heated to 40 and flowed at 4 mL/min to equilibrium at exit.
Thermal conductivities only available at 20-25 deg. for solids.
Thermal conductivities of liquids used at appropriate temperature if available in literature.
Deionised water used for initial test

## 3.1 Active Heat Reg FEP
| Link | Thermal Conductivity (λ) @ 25 °C | I.D (mm) | O.D (mm) | Wall thickness (mm) | Temperature (K) | Density (g/mL) | Heat Capacity (J/g.K)
FEP (1/16) | http://www.goodfellow.com/E/Fluorinated-Ethylene-Propylene-Copolymer.html | 0.21 | 0.75 | 1.5875 | 0.8375
FEP (1/16) |  | 0.21 | 0.5 | 1.5875 | 1.0875
FEP (1/32) | https://www.fluorotherm.com/technical-information/materials-overview/fep-properties/ | 0.21 | 0.5 | 0.7938 | 0.2938
Water (40 °C) |  | 0.598 |  |  |  | 313.13 | 0.997 | 4.18
Ethylene Glycol : Water (50:50) (40 °C) | https://detector-cooling.web.cern.ch/data/Table%208-3-1.htm | 0.398 |  |  |  | 293.13 | 1.069 | 3.34
Silicone Tubing (Fisher) | https://www.fishersci.co.uk/shop/products/silicone-tubes-4/11507083 | 0.2 - 0.3 (100) | 6 | 7.5 | 1.5
Pipe Heat Loss
https://www.engineeringtoolbox.com/water-flow-rates-heating-systems-d_659.html
|  |  | V̇ (m3/s) | volumetric flowrate |  | 6.6667e-08
Wall thickness (m) | 0.0002938 |  | Q (kW, kJ/s) | heat flowrate |  | 0.00014375
Nu | 3.66 |  | Cp (kJ/kg.K) | heat capacity |  | 4.18
L (increment) (m) | 0.01 |  | ρ (kg/m3) | density |  | 997
r (using outer diameter for surface) m | 0.0003969
D (using inner diameter for volume) m | 0.0005
r1 | 0.00025
r2 | 0.0003969 |  | Curve Fit for Temperature Loss
αWater | 4377.36
αHtFluid | 242.78 |  |  |  | Tin | Tout
ΔT (Tsolv - Tair) (K) | 20 |  |  |  | 313.13 | 312.6126
k | 288.2197
A (m2) | 2.4938e-05
Pi | 3.1416 |  | Iteration | Length | Temperature In | Temperature Out | Room Temperature
Q (W or J/s) | 0.14375 |  | 0 | 0 | 313.13 | 312.6126 | 293.13
Flowrate (mL/min) | 4 |  | 1 | 0.01 | 312.6126 | 312.1086 | 293.13
|  |  | 2 | 0.02 | 312.1086 | 311.6176 | 293.13
|  |  | 3 | 0.03 | 311.6176 | 311.1393 | 293.13
|  |  | 4 | 0.04 | 311.1393 | 310.6734 | 293.13
|  |  | 5 | 0.05 | 310.6734 | 310.2195 | 293.13
|  |  | 6 | 0.06 | 310.2195 | 309.7774 | 293.13
|  |  | 7 | 0.07 | 309.7774 | 309.3467 | 293.13
|  |  | 8 | 0.08 | 309.3467 | 308.9272 | 293.13
|  |  | 9 | 0.09 | 308.9272 | 308.5185 | 293.13
|  |  | 10 | 0.1 | 308.5185 | 308.1204 | 293.13
|  |  | 11 | 0.11 | 308.1204 | 307.7326 | 293.13
|  |  | 12 | 0.12 | 307.7326 | 307.3548 | 293.13
|  |  | 13 | 0.13 | 307.3548 | 306.9868 | 293.13
|  |  | 14 | 0.14 | 306.9868 | 306.6283 | 293.13
|  |  | 15 | 0.15 | 306.6283 | 306.2791 | 293.13
|  |  | 16 | 0.16 | 306.2791 | 305.939 | 293.13
|  |  | 17 | 0.17 | 305.939 | 305.6076 | 293.13
|  |  | 18 | 0.18 | 305.6076 | 305.2848 | 293.13
|  |  | 19 | 0.19 | 305.2848 | 304.9703 | 293.13
|  |  | 20 | 0.2 | 304.9703 | 304.664 | 293.13
|  |  | 21 | 0.21 | 304.664 | 304.3656 | 293.13
|  |  | 22 | 0.22 | 304.3656 | 304.075 | 293.13
|  |  | 23 | 0.23 | 304.075 | 303.7918 | 293.13
|  |  | 24 | 0.24 | 303.7918 | 303.516 | 293.13
|  |  | 25 | 0.25 | 303.516 | 303.2473 | 293.13
|  |  | 26 | 0.26 | 303.2473 | 302.9856 | 293.13
|  |  | 27 | 0.27 | 302.9856 | 302.7306 | 293.13
|  |  | 28 | 0.28 | 302.7306 | 302.4822 | 293.13
|  |  | 29 | 0.29 | 302.4822 | 302.2403 | 293.13
|  |  | 30 | 0.3 | 302.2403 | 302.0046 | 293.13
|  |  | 31 | 0.31 | 302.0046 | 301.775 | 293.13
|  |  | 32 | 0.32 | 301.775 | 301.5513 | 293.13
|  |  | 33 | 0.33 | 301.5513 | 301.3335 | 293.13
|  |  | 34 | 0.34 | 301.3335 | 301.1212 | 293.13
|  |  | 35 | 0.35 | 301.1212 | 300.9145 | 293.13
|  |  | 36 | 0.36 | 300.9145 | 300.7131 | 293.13
|  |  | 37 | 0.37 | 300.7131 | 300.5169 | 293.13
|  |  | 38 | 0.38 | 300.5169 | 300.3258 | 293.13
|  |  | 39 | 0.39 | 300.3258 | 300.1397 | 293.13
|  |  | 40 | 0.4 | 300.1397 | 299.9583 | 293.13
|  |  | 41 | 0.41 | 299.9583 | 299.7817 | 293.13
|  |  | 42 | 0.42 | 299.7817 | 299.6096 | 293.13
|  |  | 43 | 0.43 | 299.6096 | 299.442 | 293.13
|  |  | 44 | 0.44 | 299.442 | 299.2787 | 293.13
|  |  | 45 | 0.45 | 299.2787 | 299.1196 | 293.13
|  |  | 46 | 0.46 | 299.1196 | 298.9647 | 293.13
|  |  | 47 | 0.47 | 298.9647 | 298.8137 | 293.13
|  |  | 48 | 0.48 | 298.8137 | 298.6667 | 293.13
|  |  | 49 | 0.49 | 298.6667 | 298.5234 | 293.13
|  |  | 50 | 0.5 | 298.5234 | 298.3839 | 293.13
|  |  | 51 | 0.51 | 298.3839 | 298.248 | 293.13
|  |  | 52 | 0.52 | 298.248 | 298.1156 | 293.13
|  |  | 53 | 0.53 | 298.1156 | 297.9866 | 293.13
|  |  | 54 | 0.54 | 297.9866 | 297.861 | 293.13
|  |  | 55 | 0.55 | 297.861 | 297.7386 | 293.13
|  |  | 56 | 0.56 | 297.7386 | 297.6193 | 293.13
|  |  | 57 | 0.57 | 297.6193 | 297.5032 | 293.13
|  |  | 58 | 0.58 | 297.5032 | 297.3901 | 293.13
|  |  | 59 | 0.59 | 297.3901 | 297.2798 | 293.13
|  |  | 60 | 0.6 | 297.2798 | 297.1725 | 293.13
|  |  | 61 | 0.61 | 297.1725 | 297.0679 | 293.13
|  |  | 62 | 0.62 | 297.0679 | 296.966 | 293.13
|  |  | 63 | 0.63 | 296.966 | 296.8668 | 293.13
|  |  | 64 | 0.64 | 296.8668 | 296.7701 | 293.13
|  |  | 65 | 0.65 | 296.7701 | 296.6759 | 293.13
|  |  | 66 | 0.66 | 296.6759 | 296.5842 | 293.13
|  |  | 67 | 0.67 | 296.5842 | 296.4949 | 293.13
|  |  | 68 | 0.68 | 296.4949 | 296.4078 | 293.13
|  |  | 69 | 0.69 | 296.4078 | 296.323 | 293.13
|  |  | 70 | 0.7 | 296.323 | 296.2404 | 293.13
|  |  | 71 | 0.71 | 296.2404 | 296.1599 | 293.13
|  |  | 72 | 0.72 | 296.1599 | 296.0815 | 293.13
|  |  | 73 | 0.73 | 296.0815 | 296.0052 | 293.13
|  |  | 74 | 0.74 | 296.0052 | 295.9308 | 293.13
|  |  | 75 | 0.75 | 295.9308 | 295.8583 | 293.13
|  |  | 76 | 0.76 | 295.8583 | 295.7878 | 293.13
|  |  | 77 | 0.77 | 295.7878 | 295.719 | 293.13
|  |  | 78 | 0.78 | 295.719 | 295.652 | 293.13
|  |  | 79 | 0.79 | 295.652 | 295.5868 | 293.13
|  |  | 80 | 0.8 | 295.5868 | 295.5232 | 293.13
|  |  | 81 | 0.81 | 295.5232 | 295.4613 | 293.13
|  |  | 82 | 0.82 | 295.4613 | 295.401 | 293.13
|  |  | 83 | 0.83 | 295.401 | 295.3422 | 293.13
|  |  | 84 | 0.84 | 295.3422 | 295.285 | 293.13
|  |  | 85 | 0.85 | 295.285 | 295.2293 | 293.13
|  |  | 86 | 0.86 | 295.2293 | 295.175 | 293.13
|  |  | 87 | 0.87 | 295.175 | 295.122 | 293.13
|  |  | 88 | 0.88 | 295.122 | 295.0705 | 293.13
|  |  | 89 | 0.89 | 295.0705 | 295.0203 | 293.13
|  |  | 90 | 0.9 | 295.0203 | 294.9714 | 293.13
|  |  | 91 | 0.91 | 294.9714 | 294.9238 | 293.13
|  |  | 92 | 0.92 | 294.9238 | 294.8774 | 293.13
|  |  | 93 | 0.93 | 294.8774 | 294.8322 | 293.13
|  |  | 94 | 0.94 | 294.8322 | 294.7881 | 293.13
|  |  | 95 | 0.95 | 294.7881 | 294.7452 | 293.13
|  |  | 96 | 0.96 | 294.7452 | 294.7034 | 293.13
|  |  | 97 | 0.97 | 294.7034 | 294.6627 | 293.13
|  |  | 98 | 0.98 | 294.6627 | 294.6231 | 293.13
|  |  | 99 | 0.99 | 294.6231 | 294.5845 | 293.13
|  |  | 100 | 1 | 294.5845 | 294.5468 | 293.13
|  |  | 101 | 1.01 | 294.5468 | 294.5102 | 293.13
|  |  | 102 | 1.02 | 294.5102 | 294.4745 | 293.13
|  |  | 103 | 1.03 | 294.4745 | 294.4397 | 293.13
|  |  | 104 | 1.04 | 294.4397 | 294.4058 | 293.13
|  |  | 105 | 1.05 | 294.4058 | 294.3728 | 293.13
|  |  | 106 | 1.06 | 294.3728 | 294.3406 | 293.13
|  |  | 107 | 1.07 | 294.3406 | 294.3093 | 293.13
|  |  | 108 | 1.08 | 294.3093 | 294.2788 | 293.13
|  |  | 109 | 1.09 | 294.2788 | 294.2491 | 293.13
|  |  | 110 | 1.1 | 294.2491 | 294.2201 | 293.13
|  |  | 111 | 1.11 | 294.2201 | 294.1919 | 293.13
|  |  | 112 | 1.12 | 294.1919 | 294.1645 | 293.13
|  |  | 113 | 1.13 | 294.1645 | 294.1377 | 293.13
|  |  | 114 | 1.14 | 294.1377 | 294.1116 | 293.13
|  |  | 115 | 1.15 | 294.1116 | 294.0862 | 293.13
|  |  | 116 | 1.16 | 294.0862 | 294.0615 | 293.13
|  |  | 117 | 1.17 | 294.0615 | 294.0374 | 293.13
|  |  | 118 | 1.18 | 294.0374 | 294.0139 | 293.13
|  |  | 119 | 1.19 | 294.0139 | 293.9911 | 293.13
|  |  | 120 | 1.2 | 293.9911 | 293.9688 | 293.13
|  |  | 121 | 1.21 | 293.9688 | 293.9471 | 293.13
|  |  | 122 | 1.22 | 293.9471 | 293.9259 | 293.13
|  |  | 123 | 1.23 | 293.9259 | 293.9054 | 293.13
|  |  | 124 | 1.24 | 293.9054 | 293.8853 | 293.13
|  |  | 125 | 1.25 | 293.8853 | 293.8658 | 293.13
|  |  | 126 | 1.26 | 293.8658 | 293.8467 | 293.13
|  |  | 127 | 1.27 | 293.8467 | 293.8282 | 293.13
|  |  | 128 | 1.28 | 293.8282 | 293.8101 | 293.13
|  |  | 129 | 1.29 | 293.8101 | 293.7925 | 293.13
|  |  | 130 | 1.3 | 293.7925 | 293.7754 | 293.13
|  |  | 131 | 1.31 | 293.7754 | 293.7587 | 293.13
|  |  | 132 | 1.32 | 293.7587 | 293.7424 | 293.13
|  |  | 133 | 1.33 | 293.7424 | 293.7266 | 293.13
|  |  | 134 | 1.34 | 293.7266 | 293.7111 | 293.13
|  |  | 135 | 1.35 | 293.7111 | 293.6961 | 293.13
|  |  | 136 | 1.36 | 293.6961 | 293.6815 | 293.13
|  |  | 137 | 1.37 | 293.6815 | 293.6672 | 293.13
|  |  | 138 | 1.38 | 293.6672 | 293.6533 | 293.13
|  |  | 139 | 1.39 | 293.6533 | 293.6398 | 293.13
|  |  | 140 | 1.4 | 293.6398 | 293.6266 | 293.13
|  |  | 141 | 1.41 | 293.6266 | 293.6137 | 293.13
|  |  | 142 | 1.42 | 293.6137 | 293.6012 | 293.13
|  |  | 143 | 1.43 | 293.6012 | 293.589 | 293.13
|  |  | 144 | 1.44 | 293.589 | 293.5771 | 293.13
|  |  | 145 | 1.45 | 293.5771 | 293.5656 | 293.13
|  |  | 146 | 1.46 | 293.5656 | 293.5543 | 293.13
|  |  | 147 | 1.47 | 293.5543 | 293.5433 | 293.13
|  |  | 148 | 1.48 | 293.5433 | 293.5326 | 293.13
|  |  | 149 | 1.49 | 293.5326 | 293.5222 | 293.13
|  |  | 150 | 1.5 | 293.5222 | 293.5121 | 293.13
|  |  | 151 | 1.51 | 293.5121 | 293.5022 | 293.13
|  |  | 152 | 1.52 | 293.5022 | 293.4926 | 293.13
|  |  | 153 | 1.53 | 293.4926 | 293.4832 | 293.13
|  |  | 154 | 1.54 | 293.4832 | 293.474 | 293.13
|  |  | 155 | 1.55 | 293.474 | 293.4651 | 293.13
|  |  | 156 | 1.56 | 293.4651 | 293.4565 | 293.13
|  |  | 157 | 1.57 | 293.4565 | 293.448 | 293.13
|  |  | 158 | 1.58 | 293.448 | 293.4398 | 293.13
|  |  | 159 | 1.59 | 293.4398 | 293.4318 | 293.13
|  |  | 160 | 1.6 | 293.4318 | 293.424 | 293.13
|  |  | 161 | 1.61 | 293.424 | 293.4164 | 293.13
|  |  | 162 | 1.62 | 293.4164 | 293.409 | 293.13
|  |  | 163 | 1.63 | 293.409 | 293.4017 | 293.13
|  |  | 164 | 1.64 | 293.4017 | 293.3947 | 293.13
|  |  | 165 | 1.65 | 293.3947 | 293.3879 | 293.13
|  |  | 166 | 1.66 | 293.3879 | 293.3812 | 293.13
|  |  | 167 | 1.67 | 293.3812 | 293.3747 | 293.13
|  |  | 168 | 1.68 | 293.3747 | 293.3684 | 293.13
|  |  | 169 | 1.69 | 293.3684 | 293.3622 | 293.13
|  |  | 170 | 1.7 | 293.3622 | 293.3562 | 293.13
|  |  | 171 | 1.71 | 293.3562 | 293.3503 | 293.13
|  |  | 172 | 1.72 | 293.3503 | 293.3446 | 293.13
|  |  | 173 | 1.73 | 293.3446 | 293.3391 | 293.13
|  |  | 174 | 1.74 | 293.3391 | 293.3337 | 293.13
|  |  | 175 | 1.75 | 293.3337 | 293.3284 | 293.13
|  |  | 176 | 1.76 | 293.3284 | 293.3233 | 293.13
|  |  | 177 | 1.77 | 293.3233 | 293.3183 | 293.13
|  |  | 178 | 1.78 | 293.3183 | 293.3134 | 293.13
|  |  | 179 | 1.79 | 293.3134 | 293.3087 | 293.13
|  |  | 180 | 1.8 | 293.3087 | 293.304 | 293.13
|  |  | 181 | 1.81 | 293.304 | 293.2995 | 293.13
|  |  | 182 | 1.82 | 293.2995 | 293.2952 | 293.13
|  |  | 183 | 1.83 | 293.2952 | 293.2909 | 293.13
|  |  | 184 | 1.84 | 293.2909 | 293.2867 | 293.13
|  |  | 185 | 1.85 | 293.2867 | 293.2827 | 293.13
|  |  | 186 | 1.86 | 293.2827 | 293.2787 | 293.13
|  |  | 187 | 1.87 | 293.2787 | 293.2749 | 293.13
|  |  | 188 | 1.88 | 293.2749 | 293.2711 | 293.13
|  |  | 189 | 1.89 | 293.2711 | 293.2675 | 293.13
|  |  | 190 | 1.9 | 293.2675 | 293.2639 | 293.13
|  |  | 191 | 1.91 | 293.2639 | 293.2604 | 293.13
|  |  | 192 | 1.92 | 293.2604 | 293.2571 | 293.13
|  |  | 193 | 1.93 | 293.2571 | 293.2538 | 293.13
|  |  | 194 | 1.94 | 293.2538 | 293.2506 | 293.13
|  |  | 195 | 1.95 | 293.2506 | 293.2475 | 293.13
|  |  | 196 | 1.96 | 293.2475 | 293.2444 | 293.13
|  |  | 197 | 1.97 | 293.2444 | 293.2415 | 293.13
|  |  | 198 | 1.98 | 293.2415 | 293.2386 | 293.13
|  |  | 199 | 1.99 | 293.2386 | 293.2358 | 293.13
|  |  | 200 | 2 | 293.2358 | 293.233 | 293.13
|  |  | 201 | 2.01 | 293.233 | 293.2304 | 293.13
|  |  | 202 | 2.02 | 293.2304 | 293.2278 | 293.13
|  |  | 203 | 2.03 | 293.2278 | 293.2252 | 293.13
|  |  | 204 | 2.04 | 293.2252 | 293.2228 | 293.13
|  |  | 205 | 2.05 | 293.2228 | 293.2204 | 293.13
|  |  | 206 | 2.06 | 293.2204 | 293.218 | 293.13
|  |  | 207 | 2.07 | 293.218 | 293.2158 | 293.13
|  |  | 208 | 2.08 | 293.2158 | 293.2135 | 293.13
|  |  | 209 | 2.09 | 293.2135 | 293.2114 | 293.13
|  |  | 210 | 2.1 | 293.2114 | 293.2093 | 293.13
|  |  | 211 | 2.11 | 293.2093 | 293.2072 | 293.13
|  |  | 212 | 2.12 | 293.2072 | 293.2052 | 293.13
|  |  | 213 | 2.13 | 293.2052 | 293.2033 | 293.13
|  |  | 214 | 2.14 | 293.2033 | 293.2014 | 293.13
|  |  | 215 | 2.15 | 293.2014 | 293.1995 | 293.13
|  |  | 216 | 2.16 | 293.1995 | 293.1977 | 293.13
|  |  | 217 | 2.17 | 293.1977 | 293.196 | 293.13
|  |  | 218 | 2.18 | 293.196 | 293.1943 | 293.13
|  |  | 219 | 2.19 | 293.1943 | 293.1926 | 293.13
|  |  | 220 | 2.2 | 293.1926 | 293.191 | 293.13
|  |  | 221 | 2.21 | 293.191 | 293.1894 | 293.13
|  |  | 222 | 2.22 | 293.1894 | 293.1879 | 293.13
|  |  | 223 | 2.23 | 293.1879 | 293.1864 | 293.13
|  |  | 224 | 2.24 | 293.1864 | 293.1849 | 293.13
|  |  | 225 | 2.25 | 293.1849 | 293.1835 | 293.13
|  |  | 226 | 2.26 | 293.1835 | 293.1821 | 293.13
|  |  | 227 | 2.27 | 293.1821 | 293.1808 | 293.13
|  |  | 228 | 2.28 | 293.1808 | 293.1795 | 293.13
|  |  | 229 | 2.29 | 293.1795 | 293.1782 | 293.13
|  |  | 230 | 2.3 | 293.1782 | 293.1769 | 293.13
|  |  | 231 | 2.31 | 293.1769 | 293.1757 | 293.13
|  |  | 232 | 2.32 | 293.1757 | 293.1745 | 293.13
|  |  | 233 | 2.33 | 293.1745 | 293.1734 | 293.13
|  |  | 234 | 2.34 | 293.1734 | 293.1723 | 293.13
|  |  | 235 | 2.35 | 293.1723 | 293.1712 | 293.13
|  |  | 236 | 2.36 | 293.1712 | 293.1701 | 293.13
|  |  | 237 | 2.37 | 293.1701 | 293.1691 | 293.13
|  |  | 238 | 2.38 | 293.1691 | 293.1681 | 293.13
|  |  | 239 | 2.39 | 293.1681 | 293.1671 | 293.13
|  |  | 240 | 2.4 | 293.1671 | 293.1661 | 293.13
|  |  | 241 | 2.41 | 293.1661 | 293.1652 | 293.13
|  |  | 242 | 2.42 | 293.1652 | 293.1643 | 293.13
|  |  | 243 | 2.43 | 293.1643 | 293.1634 | 293.13
|  |  | 244 | 2.44 | 293.1634 | 293.1625 | 293.13
|  |  | 245 | 2.45 | 293.1625 | 293.1617 | 293.13
|  |  | 246 | 2.46 | 293.1617 | 293.1609 | 293.13
|  |  | 247 | 2.47 | 293.1609 | 293.1601 | 293.13
|  |  | 248 | 2.48 | 293.1601 | 293.1593 | 293.13
|  |  | 249 | 2.49 | 293.1593 | 293.1585 | 293.13
|  |  | 250 | 2.5 | 293.1585 | 293.1578 | 293.13
|  |  | 251 | 2.51 | 293.1578 | 293.1571 | 293.13
|  |  | 252 | 2.52 | 293.1571 | 293.1564 | 293.13
|  |  | 253 | 2.53 | 293.1564 | 293.1557 | 293.13
|  |  | 254 | 2.54 | 293.1557 | 293.155 | 293.13
|  |  | 255 | 2.55 | 293.155 | 293.1544 | 293.13
|  |  | 256 | 2.56 | 293.1544 | 293.1537 | 293.13
|  |  | 257 | 2.57 | 293.1537 | 293.1531 | 293.13
|  |  | 258 | 2.58 | 293.1531 | 293.1525 | 293.13
|  |  | 259 | 2.59 | 293.1525 | 293.1519 | 293.13
|  |  | 260 | 2.6 | 293.1519 | 293.1514 | 293.13
|  |  | 261 | 2.61 | 293.1514 | 293.1508 | 293.13
|  |  | 262 | 2.62 | 293.1508 | 293.1503 | 293.13
|  |  | 263 | 2.63 | 293.1503 | 293.1498 | 293.13
|  |  | 264 | 2.64 | 293.1498 | 293.1493 | 293.13
|  |  | 265 | 2.65 | 293.1493 | 293.1488 | 293.13
|  |  | 266 | 2.66 | 293.1488 | 293.1483 | 293.13
|  |  | 267 | 2.67 | 293.1483 | 293.1478 | 293.13
|  |  | 268 | 2.68 | 293.1478 | 293.1473 | 293.13
|  |  | 269 | 2.69 | 293.1473 | 293.1469 | 293.13
|  |  | 270 | 2.7 | 293.1469 | 293.1464 | 293.13
|  |  | 271 | 2.71 | 293.1464 | 293.146 | 293.13
|  |  | 272 | 2.72 | 293.146 | 293.1456 | 293.13
|  |  | 273 | 2.73 | 293.1456 | 293.1452 | 293.13
|  |  | 274 | 2.74 | 293.1452 | 293.1448 | 293.13
|  |  | 275 | 2.75 | 293.1448 | 293.1444 | 293.13
|  |  | 276 | 2.76 | 293.1444 | 293.1441 | 293.13
|  |  | 277 | 2.77 | 293.1441 | 293.1437 | 293.13
|  |  | 278 | 2.78 | 293.1437 | 293.1433 | 293.13
|  |  | 279 | 2.79 | 293.1433 | 293.143 | 293.13
|  |  | 280 | 2.8 | 293.143 | 293.1427 | 293.13
|  |  | 281 | 2.81 | 293.1427 | 293.1423 | 293.13
|  |  | 282 | 2.82 | 293.1423 | 293.142 | 293.13
|  |  | 283 | 2.83 | 293.142 | 293.1417 | 293.13
|  |  | 284 | 2.84 | 293.1417 | 293.1414 | 293.13
|  |  | 285 | 2.85 | 293.1414 | 293.1411 | 293.13
|  |  | 286 | 2.86 | 293.1411 | 293.1408 | 293.13
|  |  | 287 | 2.87 | 293.1408 | 293.1405 | 293.13
|  |  | 288 | 2.88 | 293.1405 | 293.1403 | 293.13
|  |  | 289 | 2.89 | 293.1403 | 293.14 | 293.13
|  |  | 290 | 2.9 | 293.14 | 293.1397 | 293.13
|  |  | 291 | 2.91 | 293.1397 | 293.1395 | 293.13
|  |  | 292 | 2.92 | 293.1395 | 293.1392 | 293.13
|  |  | 293 | 2.93 | 293.1392 | 293.139 | 293.13
|  |  | 294 | 2.94 | 293.139 | 293.1388 | 293.13
|  |  | 295 | 2.95 | 293.1388 | 293.1385 | 293.13
|  |  | 296 | 2.96 | 293.1385 | 293.1383 | 293.13
|  |  | 297 | 2.97 | 293.1383 | 293.1381 | 293.13
|  |  | 298 | 2.98 | 293.1381 | 293.1379 | 293.13
|  |  | 299 | 2.99 | 293.1379 | 293.1377 | 293.13
|  |  | 300 | 3 | 293.1377 | 293.1375 | 293.13
|  |  | 301 | 3.01 | 293.1375 | 293.1373 | 293.13
|  |  | 302 | 3.02 | 293.1373 | 293.1371 | 293.13
|  |  | 303 | 3.03 | 293.1371 | 293.1369 | 293.13
|  |  | 304 | 3.04 | 293.1369 | 293.1367 | 293.13
|  |  | 305 | 3.05 | 293.1367 | 293.1366 | 293.13
|  |  | 306 | 3.06 | 293.1366 | 293.1364 | 293.13
|  |  | 307 | 3.07 | 293.1364 | 293.1362 | 293.13
|  |  | 308 | 3.08 | 293.1362 | 293.1361 | 293.13
|  |  | 309 | 3.09 | 293.1361 | 293.1359 | 293.13
|  |  | 310 | 3.1 | 293.1359 | 293.1358 | 293.13
|  |  | 311 | 3.11 | 293.1358 | 293.1356 | 293.13
|  |  | 312 | 3.12 | 293.1356 | 293.1355 | 293.13
|  |  | 313 | 3.13 | 293.1355 | 293.1353 | 293.13
|  |  | 314 | 3.14 | 293.1353 | 293.1352 | 293.13
|  |  | 315 | 3.15 | 293.1352 | 293.1351 | 293.13
|  |  | 316 | 3.16 | 293.1351 | 293.1349 | 293.13
|  |  | 317 | 3.17 | 293.1349 | 293.1348 | 293.13
|  |  | 318 | 3.18 | 293.1348 | 293.1347 | 293.13
|  |  | 319 | 3.19 | 293.1347 | 293.1346 | 293.13
|  |  | 320 | 3.2 | 293.1346 | 293.1344 | 293.13
|  |  | 321 | 3.21 | 293.1344 | 293.1343 | 293.13
|  |  | 322 | 3.22 | 293.1343 | 293.1342 | 293.13
|  |  | 323 | 3.23 | 293.1342 | 293.1341 | 293.13
|  |  | 324 | 3.24 | 293.1341 | 293.134 | 293.13
|  |  | 325 | 3.25 | 293.134 | 293.1339 | 293.13
|  |  | 326 | 3.26 | 293.1339 | 293.1338 | 293.13
|  |  | 327 | 3.27 | 293.1338 | 293.1337 | 293.13
|  |  | 328 | 3.28 | 293.1337 | 293.1336 | 293.13
|  |  | 329 | 3.29 | 293.1336 | 293.1335 | 293.13
|  |  | 330 | 3.3 | 293.1335 | 293.1334 | 293.13
|  |  | 331 | 3.31 | 293.1334 | 293.1333 | 293.13
|  |  | 332 | 3.32 | 293.1333 | 293.1332 | 293.13
|  |  | 333 | 3.33 | 293.1332 | 293.1332 | 293.13
|  |  | 334 | 3.34 | 293.1332 | 293.1331 | 293.13
|  |  | 335 | 3.35 | 293.1331 | 293.133 | 293.13
|  |  | 336 | 3.36 | 293.133 | 293.1329 | 293.13
|  |  | 337 | 3.37 | 293.1329 | 293.1328 | 293.13
|  |  | 338 | 3.38 | 293.1328 | 293.1328 | 293.13
|  |  | 339 | 3.39 | 293.1328 | 293.1327 | 293.13
|  |  | 340 | 3.4 | 293.1327 | 293.1326 | 293.13
|  |  | 341 | 3.41 | 293.1326 | 293.1326 | 293.13
|  |  | 342 | 3.42 | 293.1326 | 293.1325 | 293.13
|  |  | 343 | 3.43 | 293.1325 | 293.1324 | 293.13
|  |  | 344 | 3.44 | 293.1324 | 293.1324 | 293.13
|  |  | 345 | 3.45 | 293.1324 | 293.1323 | 293.13
|  |  | 346 | 3.46 | 293.1323 | 293.1322 | 293.13
|  |  | 347 | 3.47 | 293.1322 | 293.1322 | 293.13
|  |  | 348 | 3.48 | 293.1322 | 293.1321 | 293.13
|  |  | 349 | 3.49 | 293.1321 | 293.1321 | 293.13
|  |  | 350 | 3.5 | 293.1321 | 293.132 | 293.13
|  |  | 351 | 3.51 | 293.132 | 293.132 | 293.13
|  |  | 352 | 3.52 | 293.132 | 293.1319 | 293.13
|  |  | 353 | 3.53 | 293.1319 | 293.1319 | 293.13
|  |  | 354 | 3.54 | 293.1319 | 293.1318 | 293.13
|  |  | 355 | 3.55 | 293.1318 | 293.1318 | 293.13
|  |  | 356 | 3.56 | 293.1318 | 293.1317 | 293.13
|  |  | 357 | 3.57 | 293.1317 | 293.1317 | 293.13
|  |  | 358 | 3.58 | 293.1317 | 293.1316 | 293.13
|  |  | 359 | 3.59 | 293.1316 | 293.1316 | 293.13
|  |  | 360 | 3.6 | 293.1316 | 293.1316 | 293.13
|  |  | 361 | 3.61 | 293.1316 | 293.1315 | 293.13
|  |  | 362 | 3.62 | 293.1315 | 293.1315 | 293.13
|  |  | 363 | 3.63 | 293.1315 | 293.1314 | 293.13
|  |  | 364 | 3.64 | 293.1314 | 293.1314 | 293.13
|  |  | 365 | 3.65 | 293.1314 | 293.1314 | 293.13
|  |  | 366 | 3.66 | 293.1314 | 293.1313 | 293.13
|  |  | 367 | 3.67 | 293.1313 | 293.1313 | 293.13
|  |  | 368 | 3.68 | 293.1313 | 293.1313 | 293.13
|  |  | 369 | 3.69 | 293.1313 | 293.1312 | 293.13
|  |  | 370 | 3.7 | 293.1312 | 293.1312 | 293.13
|  |  | 371 | 3.71 | 293.1312 | 293.1312 | 293.13
|  |  | 372 | 3.72 | 293.1312 | 293.1311 | 293.13
|  |  | 373 | 3.73 | 293.1311 | 293.1311 | 293.13
|  |  | 374 | 3.74 | 293.1311 | 293.1311 | 293.13
|  |  | 375 | 3.75 | 293.1311 | 293.131 | 293.13
|  |  | 376 | 3.76 | 293.131 | 293.131 | 293.13
|  |  | 377 | 3.77 | 293.131 | 293.131 | 293.13
|  |  | 378 | 3.78 | 293.131 | 293.131 | 293.13
|  |  | 379 | 3.79 | 293.131 | 293.1309 | 293.13
|  |  | 380 | 3.8 | 293.1309 | 293.1309 | 293.13
|  |  | 381 | 3.81 | 293.1309 | 293.1309 | 293.13
|  |  | 382 | 3.82 | 293.1309 | 293.1309 | 293.13
|  |  | 383 | 3.83 | 293.1309 | 293.1309 | 293.13
|  |  | 384 | 3.84 | 293.1309 | 293.1308 | 293.13
|  |  | 385 | 3.85 | 293.1308 | 293.1308 | 293.13
|  |  | 386 | 3.86 | 293.1308 | 293.1308 | 293.13
|  |  | 387 | 3.87 | 293.1308 | 293.1308 | 293.13
|  |  | 388 | 3.88 | 293.1308 | 293.1307 | 293.13
|  |  | 389 | 3.89 | 293.1307 | 293.1307 | 293.13
|  |  | 390 | 3.9 | 293.1307 | 293.1307 | 293.13
|  |  | 391 | 3.91 | 293.1307 | 293.1307 | 293.13
|  |  | 392 | 3.92 | 293.1307 | 293.1307 | 293.13
|  |  | 393 | 3.93 | 293.1307 | 293.1307 | 293.13
|  |  | 394 | 3.94 | 293.1307 | 293.1306 | 293.13
|  |  | 395 | 3.95 | 293.1306 | 293.1306 | 293.13
|  |  | 396 | 3.96 | 293.1306 | 293.1306 | 293.13
|  |  | 397 | 3.97 | 293.1306 | 293.1306 | 293.13
|  |  | 398 | 3.98 | 293.1306 | 293.1306 | 293.13
|  |  | 399 | 3.99 | 293.1306 | 293.1306 | 293.13
|  |  | 400 | 4 | 293.1306 | 293.1305 | 293.13
|  |  | 401 | 4.01 | 293.1305 | 293.1305 | 293.13
|  |  | 402 | 4.02 | 293.1305 | 293.1305 | 293.13
|  |  | 403 | 4.03 | 293.1305 | 293.1305 | 293.13
|  |  | 404 | 4.04 | 293.1305 | 293.1305 | 293.13
|  |  | 405 | 4.05 | 293.1305 | 293.1305 | 293.13
|  |  | 406 | 4.06 | 293.1305 | 293.1305 | 293.13
|  |  | 407 | 4.07 | 293.1305 | 293.1305 | 293.13
|  |  | 408 | 4.08 | 293.1305 | 293.1304 | 293.13
|  |  | 409 | 4.09 | 293.1304 | 293.1304 | 293.13
|  |  | 410 | 4.1 | 293.1304 | 293.1304 | 293.13
|  |  | 411 | 4.11 | 293.1304 | 293.1304 | 293.13
|  |  | 412 | 4.12 | 293.1304 | 293.1304 | 293.13
|  |  | 413 | 4.13 | 293.1304 | 293.1304 | 293.13
|  |  | 414 | 4.14 | 293.1304 | 293.1304 | 293.13
|  |  | 415 | 4.15 | 293.1304 | 293.1304 | 293.13
|  |  | 416 | 4.16 | 293.1304 | 293.1304 | 293.13
|  |  | 417 | 4.17 | 293.1304 | 293.1303 | 293.13
|  |  | 418 | 4.18 | 293.1303 | 293.1303 | 293.13
|  |  | 419 | 4.19 | 293.1303 | 293.1303 | 293.13
|  |  | 420 | 4.2 | 293.1303 | 293.1303 | 293.13
|  |  | 421 | 4.21 | 293.1303 | 293.1303 | 293.13
|  |  | 422 | 4.22 | 293.1303 | 293.1303 | 293.13
|  |  | 423 | 4.23 | 293.1303 | 293.1303 | 293.13
|  |  | 424 | 4.24 | 293.1303 | 293.1303 | 293.13
|  |  | 425 | 4.25 | 293.1303 | 293.1303 | 293.13
|  |  | 426 | 4.26 | 293.1303 | 293.1303 | 293.13
|  |  | 427 | 4.27 | 293.1303 | 293.1303 | 293.13
|  |  | 428 | 4.28 | 293.1303 | 293.1303 | 293.13
|  |  | 429 | 4.29 | 293.1303 | 293.1303 | 293.13
|  |  | 430 | 4.3 | 293.1303 | 293.1302 | 293.13
|  |  | 431 | 4.31 | 293.1302 | 293.1302 | 293.13
|  |  | 432 | 4.32 | 293.1302 | 293.1302 | 293.13
|  |  | 433 | 4.33 | 293.1302 | 293.1302 | 293.13
|  |  | 434 | 4.34 | 293.1302 | 293.1302 | 293.13
|  |  | 435 | 4.35 | 293.1302 | 293.1302 | 293.13
|  |  | 436 | 4.36 | 293.1302 | 293.1302 | 293.13
|  |  | 437 | 4.37 | 293.1302 | 293.1302 | 293.13
|  |  | 438 | 4.38 | 293.1302 | 293.1302 | 293.13
|  |  | 439 | 4.39 | 293.1302 | 293.1302 | 293.13
|  |  | 440 | 4.4 | 293.1302 | 293.1302 | 293.13
|  |  | 441 | 4.41 | 293.1302 | 293.1302 | 293.13
|  |  | 442 | 4.42 | 293.1302 | 293.1302 | 293.13
|  |  | 443 | 4.43 | 293.1302 | 293.1302 | 293.13
|  |  | 444 | 4.44 | 293.1302 | 293.1302 | 293.13
|  |  | 445 | 4.45 | 293.1302 | 293.1302 | 293.13
|  |  | 446 | 4.46 | 293.1302 | 293.1302 | 293.13
|  |  | 447 | 4.47 | 293.1302 | 293.1302 | 293.13
|  |  | 448 | 4.48 | 293.1302 | 293.1302 | 293.13
|  |  | 449 | 4.49 | 293.1302 | 293.1302 | 293.13
|  |  | 450 | 4.5 | 293.1302 | 293.1301 | 293.13
|  |  | 451 | 4.51 | 293.1301 | 293.1301 | 293.13
|  |  | 452 | 4.52 | 293.1301 | 293.1301 | 293.13
|  |  | 453 | 4.53 | 293.1301 | 293.1301 | 293.13
|  |  | 454 | 4.54 | 293.1301 | 293.1301 | 293.13
|  |  | 455 | 4.55 | 293.1301 | 293.1301 | 293.13
|  |  | 456 | 4.56 | 293.1301 | 293.1301 | 293.13
|  |  | 457 | 4.57 | 293.1301 | 293.1301 | 293.13
|  |  | 458 | 4.58 | 293.1301 | 293.1301 | 293.13
|  |  | 459 | 4.59 | 293.1301 | 293.1301 | 293.13
|  |  | 460 | 4.6 | 293.1301 | 293.1301 | 293.13
|  |  | 461 | 4.61 | 293.1301 | 293.1301 | 293.13
|  |  | 462 | 4.62 | 293.1301 | 293.1301 | 293.13
|  |  | 463 | 4.63 | 293.1301 | 293.1301 | 293.13
|  |  | 464 | 4.64 | 293.1301 | 293.1301 | 293.13
|  |  | 465 | 4.65 | 293.1301 | 293.1301 | 293.13
|  |  | 466 | 4.66 | 293.1301 | 293.1301 | 293.13
|  |  | 467 | 4.67 | 293.1301 | 293.1301 | 293.13
|  |  | 468 | 4.68 | 293.1301 | 293.1301 | 293.13
|  |  | 469 | 4.69 | 293.1301 | 293.1301 | 293.13
|  |  | 470 | 4.7 | 293.1301 | 293.1301 | 293.13
|  |  | 471 | 4.71 | 293.1301 | 293.1301 | 293.13
|  |  | 472 | 4.72 | 293.1301 | 293.1301 | 293.13
|  |  | 473 | 4.73 | 293.1301 | 293.1301 | 293.13
|  |  | 474 | 4.74 | 293.1301 | 293.1301 | 293.13
|  |  | 475 | 4.75 | 293.1301 | 293.1301 | 293.13
|  |  | 476 | 4.76 | 293.1301 | 293.1301 | 293.13
|  |  | 477 | 4.77 | 293.1301 | 293.1301 | 293.13
|  |  | 478 | 4.78 | 293.1301 | 293.1301 | 293.13
|  |  | 479 | 4.79 | 293.1301 | 293.1301 | 293.13
|  |  | 480 | 4.8 | 293.1301 | 293.1301 | 293.13
|  |  | 481 | 4.81 | 293.1301 | 293.1301 | 293.13
|  |  | 482 | 4.82 | 293.1301 | 293.1301 | 293.13
|  |  | 483 | 4.83 | 293.1301 | 293.1301 | 293.13
|  |  | 484 | 4.84 | 293.1301 | 293.1301 | 293.13
|  |  | 485 | 4.85 | 293.1301 | 293.1301 | 293.13
|  |  | 486 | 4.86 | 293.1301 | 293.1301 | 293.13
|  |  | 487 | 4.87 | 293.1301 | 293.1301 | 293.13
|  |  | 488 | 4.88 | 293.1301 | 293.1301 | 293.13
|  |  | 489 | 4.89 | 293.1301 | 293.1301 | 293.13
|  |  | 490 | 4.9 | 293.1301 | 293.1301 | 293.13
|  |  | 491 | 4.91 | 293.1301 | 293.1301 | 293.13
|  |  | 492 | 4.92 | 293.1301 | 293.13 | 293.13
|  |  | 493 | 4.93 | 293.13 | 293.13 | 293.13
|  |  | 494 | 4.94 | 293.13 | 293.13 | 293.13
|  |  | 495 | 4.95 | 293.13 | 293.13 | 293.13
|  |  | 496 | 4.96 | 293.13 | 293.13 | 293.13
|  |  | 497 | 4.97 | 293.13 | 293.13 | 293.13
|  |  | 498 | 4.98 | 293.13 | 293.13 | 293.13
|  |  | 499 | 4.99 | 293.13 | 293.13 | 293.13
|  |  | 500 | 5 | 293.13 | 293.13 | 293.13
|  |  | 501 | 5.01 | 293.13 | 293.13 | 293.13
|  |  | 502 | 5.02 | 293.13 | 293.13 | 293.13
|  |  | 503 | 5.03 | 293.13 | 293.13 | 293.13
|  |  | 504 | 5.04 | 293.13 | 293.13 | 293.13
|  |  | 505 | 5.05 | 293.13 | 293.13 | 293.13
|  |  | 506 | 5.06 | 293.13 | 293.13 | 293.13
|  |  | 507 | 5.07 | 293.13 | 293.13 | 293.13
|  |  | 508 | 5.08 | 293.13 | 293.13 | 293.13
|  |  | 509 | 5.09 | 293.13 | 293.13 | 293.13
|  |  | 510 | 5.1 | 293.13 | 293.13 | 293.13
|  |  | 511 | 5.11 | 293.13 | 293.13 | 293.13
|  |  | 512 | 5.12 | 293.13 | 293.13 | 293.13
|  |  | 513 | 5.13 | 293.13 | 293.13 | 293.13
|  |  | 514 | 5.14 | 293.13 | 293.13 | 293.13
|  |  | 515 | 5.15 | 293.13 | 293.13 | 293.13
|  |  | 516 | 5.16 | 293.13 | 293.13 | 293.13
|  |  | 517 | 5.17 | 293.13 | 293.13 | 293.13
|  |  | 518 | 5.18 | 293.13 | 293.13 | 293.13
|  |  | 519 | 5.19 | 293.13 | 293.13 | 293.13
|  |  | 520 | 5.2 | 293.13 | 293.13 | 293.13
|  |  | 521 | 5.21 | 293.13 | 293.13 | 293.13
|  |  | 522 | 5.22 | 293.13 | 293.13 | 293.13
|  |  | 523 | 5.23 | 293.13 | 293.13 | 293.13
|  |  | 524 | 5.24 | 293.13 | 293.13 | 293.13
|  |  | 525 | 5.25 | 293.13 | 293.13 | 293.13
|  |  | 526 | 5.26 | 293.13 | 293.13 | 293.13
|  |  | 527 | 5.27 | 293.13 | 293.13 | 293.13
|  |  | 528 | 5.28 | 293.13 | 293.13 | 293.13
|  |  | 529 | 5.29 | 293.13 | 293.13 | 293.13
|  |  | 530 | 5.3 | 293.13 | 293.13 | 293.13
|  |  | 531 | 5.31 | 293.13 | 293.13 | 293.13
|  |  | 532 | 5.32 | 293.13 | 293.13 | 293.13
|  |  | 533 | 5.33 | 293.13 | 293.13 | 293.13
|  |  | 534 | 5.34 | 293.13 | 293.13 | 293.13
|  |  | 535 | 5.35 | 293.13 | 293.13 | 293.13
|  |  | 536 | 5.36 | 293.13 | 293.13 | 293.13
|  |  | 537 | 5.37 | 293.13 | 293.13 | 293.13
|  |  | 538 | 5.38 | 293.13 | 293.13 | 293.13
|  |  | 539 | 5.39 | 293.13 | 293.13 | 293.13
|  |  | 540 | 5.4 | 293.13 | 293.13 | 293.13
|  |  | 541 | 5.41 | 293.13 | 293.13 | 293.13
|  |  | 542 | 5.42 | 293.13 | 293.13 | 293.13
|  |  | 543 | 5.43 | 293.13 | 293.13 | 293.13
|  |  | 544 | 5.44 | 293.13 | 293.13 | 293.13
|  |  | 545 | 5.45 | 293.13 | 293.13 | 293.13
|  |  | 546 | 5.46 | 293.13 | 293.13 | 293.13
|  |  | 547 | 5.47 | 293.13 | 293.13 | 293.13
|  |  | 548 | 5.48 | 293.13 | 293.13 | 293.13
|  |  | 549 | 5.49 | 293.13 | 293.13 | 293.13
|  |  | 550 | 5.5 | 293.13 | 293.13 | 293.13
|  |  | 551 | 5.51 | 293.13 | 293.13 | 293.13
|  |  | 552 | 5.52 | 293.13 | 293.13 | 293.13
|  |  | 553 | 5.53 | 293.13 | 293.13 | 293.13
|  |  | 554 | 5.54 | 293.13 | 293.13 | 293.13
|  |  | 555 | 5.55 | 293.13 | 293.13 | 293.13
|  |  | 556 | 5.56 | 293.13 | 293.13 | 293.13
|  |  | 557 | 5.57 | 293.13 | 293.13 | 293.13
|  |  | 558 | 5.58 | 293.13 | 293.13 | 293.13
|  |  | 559 | 5.59 | 293.13 | 293.13 | 293.13
|  |  | 560 | 5.6 | 293.13 | 293.13 | 293.13
|  |  | 561 | 5.61 | 293.13 | 293.13 | 293.13
|  |  | 562 | 5.62 | 293.13 | 293.13 | 293.13
|  |  | 563 | 5.63 | 293.13 | 293.13 | 293.13
|  |  | 564 | 5.64 | 293.13 | 293.13 | 293.13
|  |  | 565 | 5.65 | 293.13 | 293.13 | 293.13
|  |  | 566 | 5.66 | 293.13 | 293.13 | 293.13
|  |  | 567 | 5.67 | 293.13 | 293.13 | 293.13
|  |  | 568 | 5.68 | 293.13 | 293.13 | 293.13
|  |  | 569 | 5.69 | 293.13 | 293.13 | 293.13
|  |  | 570 | 5.7 | 293.13 | 293.13 | 293.13
|  |  | 571 | 5.71 | 293.13 | 293.13 | 293.13
|  |  | 572 | 5.72 | 293.13 | 293.13 | 293.13
|  |  | 573 | 5.73 | 293.13 | 293.13 | 293.13
|  |  | 574 | 5.74 | 293.13 | 293.13 | 293.13
|  |  | 575 | 5.75 | 293.13 | 293.13 | 293.13
|  |  | 576 | 5.76 | 293.13 | 293.13 | 293.13
|  |  | 577 | 5.77 | 293.13 | 293.13 | 293.13
|  |  | 578 | 5.78 | 293.13 | 293.13 | 293.13
|  |  | 579 | 5.79 | 293.13 | 293.13 | 293.13
|  |  | 580 | 5.8 | 293.13 | 293.13 | 293.13
|  |  | 581 | 5.81 | 293.13 | 293.13 | 293.13
|  |  | 582 | 5.82 | 293.13 | 293.13 | 293.13
|  |  | 583 | 5.83 | 293.13 | 293.13 | 293.13
|  |  | 584 | 5.84 | 293.13 | 293.13 | 293.13
|  |  | 585 | 5.85 | 293.13 | 293.13 | 293.13
|  |  | 586 | 5.86 | 293.13 | 293.13 | 293.13
|  |  | 587 | 5.87 | 293.13 | 293.13 | 293.13
|  |  | 588 | 5.88 | 293.13 | 293.13 | 293.13
|  |  | 589 | 5.89 | 293.13 | 293.13 | 293.13
|  |  | 590 | 5.9 | 293.13 | 293.13 | 293.13
|  |  | 591 | 5.91 | 293.13 | 293.13 | 293.13
|  |  | 592 | 5.92 | 293.13 | 293.13 | 293.13
|  |  | 593 | 5.93 | 293.13 | 293.13 | 293.13
|  |  | 594 | 5.94 | 293.13 | 293.13 | 293.13
|  |  | 595 | 5.95 | 293.13 | 293.13 | 293.13
|  |  | 596 | 5.96 | 293.13 | 293.13 | 293.13
|  |  | 597 | 5.97 | 293.13 | 293.13 | 293.13
|  |  | 598 | 5.98 | 293.13 | 293.13 | 293.13
|  |  | 599 | 5.99 | 293.13 | 293.13 | 293.13
|  |  | 600 | 6 | 293.13 | 293.13 | 293.13
|  |  | 601 | 6.01 | 293.13 | 293.13 | 293.13
|  |  | 602 | 6.02 | 293.13 | 293.13 | 293.13
|  |  | 603 | 6.03 | 293.13 | 293.13 | 293.13
|  |  | 604 | 6.04 | 293.13 | 293.13 | 293.13
|  |  | 605 | 6.05 | 293.13 | 293.13 | 293.13
|  |  | 606 | 6.06 | 293.13 | 293.13 | 293.13
|  |  | 607 | 6.07 | 293.13 | 293.13 | 293.13
|  |  | 608 | 6.08 | 293.13 | 293.13 | 293.13
|  |  | 609 | 6.09 | 293.13 | 293.13 | 293.13
|  |  | 610 | 6.1 | 293.13 | 293.13 | 293.13
|  |  | 611 | 6.11 | 293.13 | 293.13 | 293.13
|  |  | 612 | 6.12 | 293.13 | 293.13 | 293.13
|  |  | 613 | 6.13 | 293.13 | 293.13 | 293.13
|  |  | 614 | 6.14 | 293.13 | 293.13 | 293.13
|  |  | 615 | 6.15 | 293.13 | 293.13 | 293.13
|  |  | 616 | 6.16 | 293.13 | 293.13 | 293.13
|  |  | 617 | 6.17 | 293.13 | 293.13 | 293.13
|  |  | 618 | 6.18 | 293.13 | 293.13 | 293.13
|  |  | 619 | 6.19 | 293.13 | 293.13 | 293.13
|  |  | 620 | 6.2 | 293.13 | 293.13 | 293.13
|  |  | 621 | 6.21 | 293.13 | 293.13 | 293.13
|  |  | 622 | 6.22 | 293.13 | 293.13 | 293.13
|  |  | 623 | 6.23 | 293.13 | 293.13 | 293.13
|  |  | 624 | 6.24 | 293.13 | 293.13 | 293.13
|  |  | 625 | 6.25 | 293.13 | 293.13 | 293.13
|  |  | 626 | 6.26 | 293.13 | 293.13 | 293.13
|  |  | 627 | 6.27 | 293.13 | 293.13 | 293.13
|  |  | 628 | 6.28 | 293.13 | 293.13 | 293.13
|  |  | 629 | 6.29 | 293.13 | 293.13 | 293.13
|  |  | 630 | 6.3 | 293.13 | 293.13 | 293.13
|  |  | 631 | 6.31 | 293.13 | 293.13 | 293.13
|  |  | 632 | 6.32 | 293.13 | 293.13 | 293.13
|  |  | 633 | 6.33 | 293.13 | 293.13 | 293.13
|  |  | 634 | 6.34 | 293.13 | 293.13 | 293.13
|  |  | 635 | 6.35 | 293.13 | 293.13 | 293.13
|  |  | 636 | 6.36 | 293.13 | 293.13 | 293.13
|  |  | 637 | 6.37 | 293.13 | 293.13 | 293.13
|  |  | 638 | 6.38 | 293.13 | 293.13 | 293.13
|  |  | 639 | 6.39 | 293.13 | 293.13 | 293.13
|  |  | 640 | 6.4 | 293.13 | 293.13 | 293.13
|  |  | 641 | 6.41 | 293.13 | 293.13 | 293.13
|  |  | 642 | 6.42 | 293.13 | 293.13 | 293.13
|  |  | 643 | 6.43 | 293.13 | 293.13 | 293.13
|  |  | 644 | 6.44 | 293.13 | 293.13 | 293.13
|  |  | 645 | 6.45 | 293.13 | 293.13 | 293.13
|  |  | 646 | 6.46 | 293.13 | 293.13 | 293.13
|  |  | 647 | 6.47 | 293.13 | 293.13 | 293.13
|  |  | 648 | 6.48 | 293.13 | 293.13 | 293.13
|  |  | 649 | 6.49 | 293.13 | 293.13 | 293.13
|  |  | 650 | 6.5 | 293.13 | 293.13 | 293.13
|  |  | 651 | 6.51 | 293.13 | 293.13 | 293.13
|  |  | 652 | 6.52 | 293.13 | 293.13 | 293.13
|  |  | 653 | 6.53 | 293.13 | 293.13 | 293.13
|  |  | 654 | 6.54 | 293.13 | 293.13 | 293.13
|  |  | 655 | 6.55 | 293.13 | 293.13 | 293.13
|  |  | 656 | 6.56 | 293.13 | 293.13 | 293.13
|  |  | 657 | 6.57 | 293.13 | 293.13 | 293.13
|  |  | 658 | 6.58 | 293.13 | 293.13 | 293.13
|  |  | 659 | 6.59 | 293.13 | 293.13 | 293.13
|  |  | 660 | 6.6 | 293.13 | 293.13 | 293.13
|  |  | 661 | 6.61 | 293.13 | 293.13 | 293.13
|  |  | 662 | 6.62 | 293.13 | 293.13 | 293.13
|  |  | 663 | 6.63 | 293.13 | 293.13 | 293.13
|  |  | 664 | 6.64 | 293.13 | 293.13 | 293.13
|  |  | 665 | 6.65 | 293.13 | 293.13 | 293.13
|  |  | 666 | 6.66 | 293.13 | 293.13 | 293.13
|  |  | 667 | 6.67 | 293.13 | 293.13 | 293.13
|  |  | 668 | 6.68 | 293.13 | 293.13 | 293.13
|  |  | 669 | 6.69 | 293.13 | 293.13 | 293.13
|  |  | 670 | 6.7 | 293.13 | 293.13 | 293.13
|  |  | 671 | 6.71 | 293.13 | 293.13 | 293.13
|  |  | 672 | 6.72 | 293.13 | 293.13 | 293.13
|  |  | 673 | 6.73 | 293.13 | 293.13 | 293.13
|  |  | 674 | 6.74 | 293.13 | 293.13 | 293.13
|  |  | 675 | 6.75 | 293.13 | 293.13 | 293.13
|  |  | 676 | 6.76 | 293.13 | 293.13 | 293.13
|  |  | 677 | 6.77 | 293.13 | 293.13 | 293.13
|  |  | 678 | 6.78 | 293.13 | 293.13 | 293.13
|  |  | 679 | 6.79 | 293.13 | 293.13 | 293.13
|  |  | 680 | 6.8 | 293.13 | 293.13 | 293.13
|  |  | 681 | 6.81 | 293.13 | 293.13 | 293.13
|  |  | 682 | 6.82 | 293.13 | 293.13 | 293.13
|  |  | 683 | 6.83 | 293.13 | 293.13 | 293.13
|  |  | 684 | 6.84 | 293.13 | 293.13 | 293.13
|  |  | 685 | 6.85 | 293.13 | 293.13 | 293.13
|  |  | 686 | 6.86 | 293.13 | 293.13 | 293.13
|  |  | 687 | 6.87 | 293.13 | 293.13 | 293.13
|  |  | 688 | 6.88 | 293.13 | 293.13 | 293.13
|  |  | 689 | 6.89 | 293.13 | 293.13 | 293.13
|  |  | 690 | 6.9 | 293.13 | 293.13 | 293.13
|  |  | 691 | 6.91 | 293.13 | 293.13 | 293.13
|  |  | 692 | 6.92 | 293.13 | 293.13 | 293.13
|  |  | 693 | 6.93 | 293.13 | 293.13 | 293.13
|  |  | 694 | 6.94 | 293.13 | 293.13 | 293.13
|  |  | 695 | 6.95 | 293.13 | 293.13 | 293.13
|  |  | 696 | 6.96 | 293.13 | 293.13 | 293.13
|  |  | 697 | 6.97 | 293.13 | 293.13 | 293.13
|  |  | 698 | 6.98 | 293.13 | 293.13 | 293.13
|  |  | 699 | 6.99 | 293.13 | 293.13 | 293.13
|  |  | 700 | 7 | 293.13 | 293.13 | 293.13
|  |  | 701 | 7.01 | 293.13 | 293.13 | 293.13
|  |  | 702 | 7.02 | 293.13 | 293.13 | 293.13
|  |  | 703 | 7.03 | 293.13 | 293.13 | 293.13
|  |  | 704 | 7.04 | 293.13 | 293.13 | 293.13
|  |  | 705 | 7.05 | 293.13 | 293.13 | 293.13
|  |  | 706 | 7.06 | 293.13 | 293.13 | 293.13
|  |  | 707 | 7.07 | 293.13 | 293.13 | 293.13
|  |  | 708 | 7.08 | 293.13 | 293.13 | 293.13
|  |  | 709 | 7.09 | 293.13 | 293.13 | 293.13
|  |  | 710 | 7.1 | 293.13 | 293.13 | 293.13
|  |  | 711 | 7.11 | 293.13 | 293.13 | 293.13
|  |  | 712 | 7.12 | 293.13 | 293.13 | 293.13
|  |  | 713 | 7.13 | 293.13 | 293.13 | 293.13
|  |  | 714 | 7.14 | 293.13 | 293.13 | 293.13
|  |  | 715 | 7.15 | 293.13 | 293.13 | 293.13
|  |  | 716 | 7.16 | 293.13 | 293.13 | 293.13
|  |  | 717 | 7.17 | 293.13 | 293.13 | 293.13
|  |  | 718 | 7.18 | 293.13 | 293.13 | 293.13
|  |  | 719 | 7.19 | 293.13 | 293.13 | 293.13
|  |  | 720 | 7.2 | 293.13 | 293.13 | 293.13
|  |  | 721 | 7.21 | 293.13 | 293.13 | 293.13
|  |  | 722 | 7.22 | 293.13 | 293.13 | 293.13
|  |  | 723 | 7.23 | 293.13 | 293.13 | 293.13
|  |  | 724 | 7.24 | 293.13 | 293.13 | 293.13
|  |  | 725 | 7.25 | 293.13 | 293.13 | 293.13
|  |  | 726 | 7.26 | 293.13 | 293.13 | 293.13
|  |  | 727 | 7.27 | 293.13 | 293.13 | 293.13
|  |  | 728 | 7.28 | 293.13 | 293.13 | 293.13
|  |  | 729 | 7.29 | 293.13 | 293.13 | 293.13
|  |  | 730 | 7.3 | 293.13 | 293.13 | 293.13
|  |  | 731 | 7.31 | 293.13 | 293.13 | 293.13
|  |  | 732 | 7.32 | 293.13 | 293.13 | 293.13
|  |  | 733 | 7.33 | 293.13 | 293.13 | 293.13
|  |  | 734 | 7.34 | 293.13 | 293.13 | 293.13
|  |  | 735 | 7.35 | 293.13 | 293.13 | 293.13
|  |  | 736 | 7.36 | 293.13 | 293.13 | 293.13
|  |  | 737 | 7.37 | 293.13 | 293.13 | 293.13
|  |  | 738 | 7.38 | 293.13 | 293.13 | 293.13
|  |  | 739 | 7.39 | 293.13 | 293.13 | 293.13
|  |  | 740 | 7.4 | 293.13 | 293.13 | 293.13
|  |  | 741 | 7.41 | 293.13 | 293.13 | 293.13
|  |  | 742 | 7.42 | 293.13 | 293.13 | 293.13
|  |  | 743 | 7.43 | 293.13 | 293.13 | 293.13
|  |  | 744 | 7.44 | 293.13 | 293.13 | 293.13
|  |  | 745 | 7.45 | 293.13 | 293.13 | 293.13
|  |  | 746 | 7.46 | 293.13 | 293.13 | 293.13
|  |  | 747 | 7.47 | 293.13 | 293.13 | 293.13
|  |  | 748 | 7.48 | 293.13 | 293.13 | 293.13
|  |  | 749 | 7.49 | 293.13 | 293.13 | 293.13
|  |  | 750 | 7.5 | 293.13 | 293.13 | 293.13
|  |  | 751 | 7.51 | 293.13 | 293.13 | 293.13
|  |  | 752 | 7.52 | 293.13 | 293.13 | 293.13
|  |  | 753 | 7.53 | 293.13 | 293.13 | 293.13
|  |  | 754 | 7.54 | 293.13 | 293.13 | 293.13
|  |  | 755 | 7.55 | 293.13 | 293.13 | 293.13
|  |  | 756 | 7.56 | 293.13 | 293.13 | 293.13
|  |  | 757 | 7.57 | 293.13 | 293.13 | 293.13
|  |  | 758 | 7.58 | 293.13 | 293.13 | 293.13
|  |  | 759 | 7.59 | 293.13 | 293.13 | 293.13
|  |  | 760 | 7.6 | 293.13 | 293.13 | 293.13
|  |  | 761 | 7.61 | 293.13 | 293.13 | 293.13
|  |  | 762 | 7.62 | 293.13 | 293.13 | 293.13
|  |  | 763 | 7.63 | 293.13 | 293.13 | 293.13
|  |  | 764 | 7.64 | 293.13 | 293.13 | 293.13
|  |  | 765 | 7.65 | 293.13 | 293.13 | 293.13
|  |  | 766 | 7.66 | 293.13 | 293.13 | 293.13
|  |  | 767 | 7.67 | 293.13 | 293.13 | 293.13
|  |  | 768 | 7.68 | 293.13 | 293.13 | 293.13
|  |  | 769 | 7.69 | 293.13 | 293.13 | 293.13
|  |  | 770 | 7.7 | 293.13 | 293.13 | 293.13
|  |  | 771 | 7.71 | 293.13 | 293.13 | 293.13
|  |  | 772 | 7.72 | 293.13 | 293.13 | 293.13
|  |  | 773 | 7.73 | 293.13 | 293.13 | 293.13
|  |  | 774 | 7.74 | 293.13 | 293.13 | 293.13
|  |  | 775 | 7.75 | 293.13 | 293.13 | 293.13
|  |  | 776 | 7.76 | 293.13 | 293.13 | 293.13
|  |  | 777 | 7.77 | 293.13 | 293.13 | 293.13
|  |  | 778 | 7.78 | 293.13 | 293.13 | 293.13
|  |  | 779 | 7.79 | 293.13 | 293.13 | 293.13
|  |  | 780 | 7.8 | 293.13 | 293.13 | 293.13
|  |  | 781 | 7.81 | 293.13 | 293.13 | 293.13
|  |  | 782 | 7.82 | 293.13 | 293.13 | 293.13
|  |  | 783 | 7.83 | 293.13 | 293.13 | 293.13
|  |  | 784 | 7.84 | 293.13 | 293.13 | 293.13
|  |  | 785 | 7.85 | 293.13 | 293.13 | 293.13
|  |  | 786 | 7.86 | 293.13 | 293.13 | 293.13
|  |  | 787 | 7.87 | 293.13 | 293.13 | 293.13
|  |  | 788 | 7.88 | 293.13 | 293.13 | 293.13
|  |  | 789 | 7.89 | 293.13 | 293.13 | 293.13
|  |  | 790 | 7.9 | 293.13 | 293.13 | 293.13
|  |  | 791 | 7.91 | 293.13 | 293.13 | 293.13
|  |  | 792 | 7.92 | 293.13 | 293.13 | 293.13
|  |  | 793 | 7.93 | 293.13 | 293.13 | 293.13
|  |  | 794 | 7.94 | 293.13 | 293.13 | 293.13
|  |  | 795 | 7.95 | 293.13 | 293.13 | 293.13
|  |  | 796 | 7.96 | 293.13 | 293.13 | 293.13
|  |  | 797 | 7.97 | 293.13 | 293.13 | 293.13
|  |  | 798 | 7.98 | 293.13 | 293.13 | 293.13
|  |  | 799 | 7.99 | 293.13 | 293.13 | 293.13
|  |  | 800 | 8 | 293.13 | 293.13 | 293.13
|  |  | 801 | 8.01 | 293.13 | 293.13 | 293.13
|  |  | 802 | 8.02 | 293.13 | 293.13 | 293.13
|  |  | 803 | 8.03 | 293.13 | 293.13 | 293.13
|  |  | 804 | 8.04 | 293.13 | 293.13 | 293.13
|  |  | 805 | 8.05 | 293.13 | 293.13 | 293.13
|  |  | 806 | 8.06 | 293.13 | 293.13 | 293.13
|  |  | 807 | 8.07 | 293.13 | 293.13 | 293.13
|  |  | 808 | 8.08 | 293.13 | 293.13 | 293.13
|  |  | 809 | 8.09 | 293.13 | 293.13 | 293.13
|  |  | 810 | 8.1 | 293.13 | 293.13 | 293.13
|  |  | 811 | 8.11 | 293.13 | 293.13 | 293.13
|  |  | 812 | 8.12 | 293.13 | 293.13 | 293.13
|  |  | 813 | 8.13 | 293.13 | 293.13 | 293.13
|  |  | 814 | 8.14 | 293.13 | 293.13 | 293.13
|  |  | 815 | 8.15 | 293.13 | 293.13 | 293.13
|  |  | 816 | 8.16 | 293.13 | 293.13 | 293.13
|  |  | 817 | 8.17 | 293.13 | 293.13 | 293.13
|  |  | 818 | 8.18 | 293.13 | 293.13 | 293.13
|  |  | 819 | 8.19 | 293.13 | 293.13 | 293.13
|  |  | 820 | 8.2 | 293.13 | 293.13 | 293.13
|  |  | 821 | 8.21 | 293.13 | 293.13 | 293.13
|  |  | 822 | 8.22 | 293.13 | 293.13 | 293.13
|  |  | 823 | 8.23 | 293.13 | 293.13 | 293.13
|  |  | 824 | 8.24 | 293.13 | 293.13 | 293.13
|  |  | 825 | 8.25 | 293.13 | 293.13 | 293.13
|  |  | 826 | 8.26 | 293.13 | 293.13 | 293.13
|  |  | 827 | 8.27 | 293.13 | 293.13 | 293.13
|  |  | 828 | 8.28 | 293.13 | 293.13 | 293.13
|  |  | 829 | 8.29 | 293.13 | 293.13 | 293.13
|  |  | 830 | 8.3 | 293.13 | 293.13 | 293.13
|  |  | 831 | 8.31 | 293.13 | 293.13 | 293.13
|  |  | 832 | 8.32 | 293.13 | 293.13 | 293.13
|  |  | 833 | 8.33 | 293.13 | 293.13 | 293.13
|  |  | 834 | 8.34 | 293.13 | 293.13 | 293.13
|  |  | 835 | 8.35 | 293.13 | 293.13 | 293.13
|  |  | 836 | 8.36 | 293.13 | 293.13 | 293.13
|  |  | 837 | 8.37 | 293.13 | 293.13 | 293.13
|  |  | 838 | 8.38 | 293.13 | 293.13 | 293.13
|  |  | 839 | 8.39 | 293.13 | 293.13 | 293.13
|  |  | 840 | 8.4 | 293.13 | 293.13 | 293.13
|  |  | 841 | 8.41 | 293.13 | 293.13 | 293.13
|  |  | 842 | 8.42 | 293.13 | 293.13 | 293.13
|  |  | 843 | 8.43 | 293.13 | 293.13 | 293.13
|  |  | 844 | 8.44 | 293.13 | 293.13 | 293.13
|  |  | 845 | 8.45 | 293.13 | 293.13 | 293.13
|  |  | 846 | 8.46 | 293.13 | 293.13 | 293.13
|  |  | 847 | 8.47 | 293.13 | 293.13 | 293.13
|  |  | 848 | 8.48 | 293.13 | 293.13 | 293.13
|  |  | 849 | 8.49 | 293.13 | 293.13 | 293.13
|  |  | 850 | 8.5 | 293.13 | 293.13 | 293.13
|  |  | 851 | 8.51 | 293.13 | 293.13 | 293.13
|  |  | 852 | 8.52 | 293.13 | 293.13 | 293.13
|  |  | 853 | 8.53 | 293.13 | 293.13 | 293.13
|  |  | 854 | 8.54 | 293.13 | 293.13 | 293.13
|  |  | 855 | 8.55 | 293.13 | 293.13 | 293.13
|  |  | 856 | 8.56 | 293.13 | 293.13 | 293.13
|  |  | 857 | 8.57 | 293.13 | 293.13 | 293.13
|  |  | 858 | 8.58 | 293.13 | 293.13 | 293.13
|  |  | 859 | 8.59 | 293.13 | 293.13 | 293.13
|  |  | 860 | 8.6 | 293.13 | 293.13 | 293.13
|  |  | 861 | 8.61 | 293.13 | 293.13 | 293.13
|  |  | 862 | 8.62 | 293.13 | 293.13 | 293.13
|  |  | 863 | 8.63 | 293.13 | 293.13 | 293.13
|  |  | 864 | 8.64 | 293.13 | 293.13 | 293.13
|  |  | 865 | 8.65 | 293.13 | 293.13 | 293.13
|  |  | 866 | 8.66 | 293.13 | 293.13 | 293.13
|  |  | 867 | 8.67 | 293.13 | 293.13 | 293.13
|  |  | 868 | 8.68 | 293.13 | 293.13 | 293.13
|  |  | 869 | 8.69 | 293.13 | 293.13 | 293.13
|  |  | 870 | 8.7 | 293.13 | 293.13 | 293.13
|  |  | 871 | 8.71 | 293.13 | 293.13 | 293.13
|  |  | 872 | 8.72 | 293.13 | 293.13 | 293.13
|  |  | 873 | 8.73 | 293.13 | 293.13 | 293.13
|  |  | 874 | 8.74 | 293.13 | 293.13 | 293.13
|  |  | 875 | 8.75 | 293.13 | 293.13 | 293.13
|  |  | 876 | 8.76 | 293.13 | 293.13 | 293.13
|  |  | 877 | 8.77 | 293.13 | 293.13 | 293.13
|  |  | 878 | 8.78 | 293.13 | 293.13 | 293.13
|  |  | 879 | 8.79 | 293.13 | 293.13 | 293.13
|  |  | 880 | 8.8 | 293.13 | 293.13 | 293.13
|  |  | 881 | 8.81 | 293.13 | 293.13 | 293.13
|  |  | 882 | 8.82 | 293.13 | 293.13 | 293.13
|  |  | 883 | 8.83 | 293.13 | 293.13 | 293.13
|  |  | 884 | 8.84 | 293.13 | 293.13 | 293.13
|  |  | 885 | 8.85 | 293.13 | 293.13 | 293.13
|  |  | 886 | 8.86 | 293.13 | 293.13 | 293.13
|  |  | 887 | 8.87 | 293.13 | 293.13 | 293.13
|  |  | 888 | 8.88 | 293.13 | 293.13 | 293.13
|  |  | 889 | 8.89 | 293.13 | 293.13 | 293.13
|  |  | 890 | 8.9 | 293.13 | 293.13 | 293.13
|  |  | 891 | 8.91 | 293.13 | 293.13 | 293.13
|  |  | 892 | 8.92 | 293.13 | 293.13 | 293.13
|  |  | 893 | 8.93 | 293.13 | 293.13 | 293.13
|  |  | 894 | 8.94 | 293.13 | 293.13 | 293.13
|  |  | 895 | 8.95 | 293.13 | 293.13 | 293.13
|  |  | 896 | 8.96 | 293.13 | 293.13 | 293.13
|  |  | 897 | 8.97 | 293.13 | 293.13 | 293.13
|  |  | 898 | 8.98 | 293.13 | 293.13 | 293.13
|  |  | 899 | 8.99 | 293.13 | 293.13 | 293.13
|  |  | 900 | 9 | 293.13 | 293.13 | 293.13
|  |  | 901 | 9.01 | 293.13 | 293.13 | 293.13
|  |  | 902 | 9.02 | 293.13 | 293.13 | 293.13
|  |  | 903 | 9.03 | 293.13 | 293.13 | 293.13
|  |  | 904 | 9.04 | 293.13 | 293.13 | 293.13
|  |  | 905 | 9.05 | 293.13 | 293.13 | 293.13
|  |  | 906 | 9.06 | 293.13 | 293.13 | 293.13
|  |  | 907 | 9.07 | 293.13 | 293.13 | 293.13
|  |  | 908 | 9.08 | 293.13 | 293.13 | 293.13
|  |  | 909 | 9.09 | 293.13 | 293.13 | 293.13
|  |  | 910 | 9.1 | 293.13 | 293.13 | 293.13
|  |  | 911 | 9.11 | 293.13 | 293.13 | 293.13
|  |  | 912 | 9.12 | 293.13 | 293.13 | 293.13
|  |  | 913 | 9.13 | 293.13 | 293.13 | 293.13
|  |  | 914 | 9.14 | 293.13 | 293.13 | 293.13
|  |  | 915 | 9.15 | 293.13 | 293.13 | 293.13
|  |  | 916 | 9.16 | 293.13 | 293.13 | 293.13
|  |  | 917 | 9.17 | 293.13 | 293.13 | 293.13
|  |  | 918 | 9.18 | 293.13 | 293.13 | 293.13
|  |  | 919 | 9.19 | 293.13 | 293.13 | 293.13
|  |  | 920 | 9.2 | 293.13 | 293.13 | 293.13
|  |  | 921 | 9.21 | 293.13 | 293.13 | 293.13
|  |  | 922 | 9.22 | 293.13 | 293.13 | 293.13
|  |  | 923 | 9.23 | 293.13 | 293.13 | 293.13
|  |  | 924 | 9.24 | 293.13 | 293.13 | 293.13
|  |  | 925 | 9.25 | 293.13 | 293.13 | 293.13
|  |  | 926 | 9.26 | 293.13 | 293.13 | 293.13
|  |  | 927 | 9.27 | 293.13 | 293.13 | 293.13
|  |  | 928 | 9.28 | 293.13 | 293.13 | 293.13
|  |  | 929 | 9.29 | 293.13 | 293.13 | 293.13
|  |  | 930 | 9.3 | 293.13 | 293.13 | 293.13
|  |  | 931 | 9.31 | 293.13 | 293.13 | 293.13
|  |  | 932 | 9.32 | 293.13 | 293.13 | 293.13
|  |  | 933 | 9.33 | 293.13 | 293.13 | 293.13
|  |  | 934 | 9.34 | 293.13 | 293.13 | 293.13
|  |  | 935 | 9.35 | 293.13 | 293.13 | 293.13
|  |  | 936 | 9.36 | 293.13 | 293.13 | 293.13
|  |  | 937 | 9.37 | 293.13 | 293.13 | 293.13
|  |  | 938 | 9.38 | 293.13 | 293.13 | 293.13
|  |  | 939 | 9.39 | 293.13 | 293.13 | 293.13
|  |  | 940 | 9.4 | 293.13 | 293.13 | 293.13
|  |  | 941 | 9.41 | 293.13 | 293.13 | 293.13
|  |  | 942 | 9.42 | 293.13 | 293.13 | 293.13
|  |  | 943 | 9.43 | 293.13 | 293.13 | 293.13
|  |  | 944 | 9.44 | 293.13 | 293.13 | 293.13
|  |  | 945 | 9.45 | 293.13 | 293.13 | 293.13
|  |  | 946 | 9.46 | 293.13 | 293.13 | 293.13
|  |  | 947 | 9.47 | 293.13 | 293.13 | 293.13
|  |  | 948 | 9.48 | 293.13 | 293.13 | 293.13
|  |  | 949 | 9.49 | 293.13 | 293.13 | 293.13
|  |  | 950 | 9.5 | 293.13 | 293.13 | 293.13
|  |  | 951 | 9.51 | 293.13 | 293.13 | 293.13
|  |  | 952 | 9.52 | 293.13 | 293.13 | 293.13
|  |  | 953 | 9.53 | 293.13 | 293.13 | 293.13
|  |  | 954 | 9.54 | 293.13 | 293.13 | 293.13
|  |  | 955 | 9.55 | 293.13 | 293.13 | 293.13
|  |  | 956 | 9.56 | 293.13 | 293.13 | 293.13
|  |  | 957 | 9.57 | 293.13 | 293.13 | 293.13
|  |  | 958 | 9.58 | 293.13 | 293.13 | 293.13
|  |  | 959 | 9.59 | 293.13 | 293.13 | 293.13
|  |  | 960 | 9.6 | 293.13 | 293.13 | 293.13
|  |  | 961 | 9.61 | 293.13 | 293.13 | 293.13
|  |  | 962 | 9.62 | 293.13 | 293.13 | 293.13
|  |  | 963 | 9.63 | 293.13 | 293.13 | 293.13
|  |  | 964 | 9.64 | 293.13 | 293.13 | 293.13
|  |  | 965 | 9.65 | 293.13 | 293.13 | 293.13
|  |  | 966 | 9.66 | 293.13 | 293.13 | 293.13
|  |  | 967 | 9.67 | 293.13 | 293.13 | 293.13
|  |  | 968 | 9.68 | 293.13 | 293.13 | 293.13
|  |  | 969 | 9.69 | 293.13 | 293.13 | 293.13
|  |  | 970 | 9.7 | 293.13 | 293.13 | 293.13
|  |  | 971 | 9.71 | 293.13 | 293.13 | 293.13
|  |  | 972 | 9.72 | 293.13 | 293.13 | 293.13
|  |  | 973 | 9.73 | 293.13 | 293.13 | 293.13
|  |  | 974 | 9.74 | 293.13 | 293.13 | 293.13
|  |  | 975 | 9.75 | 293.13 | 293.13 | 293.13
|  |  | 976 | 9.76 | 293.13 | 293.13 | 293.13
|  |  | 977 | 9.77 | 293.13 | 293.13 | 293.13
|  |  | 978 | 9.78 | 293.13 | 293.13 | 293.13
|  |  | 979 | 9.79 | 293.13 | 293.13 | 293.13
|  |  | 980 | 9.8 | 293.13 | 293.13 | 293.13
|  |  | 981 | 9.81 | 293.13 | 293.13 | 293.13
|  |  | 982 | 9.82 | 293.13 | 293.13 | 293.13
|  |  | 983 | 9.83 | 293.13 | 293.13 | 293.13
|  |  | 984 | 9.84 | 293.13 | 293.13 | 293.13
|  |  | 985 | 9.85 | 293.13 | 293.13 | 293.13
|  |  | 986 | 9.86 | 293.13 | 293.13 | 293.13
|  |  | 987 | 9.87 | 293.13 | 293.13 | 293.13
|  |  | 988 | 9.88 | 293.13 | 293.13 | 293.13
|  |  | 989 | 9.89 | 293.13 | 293.13 | 293.13
|  |  | 990 | 9.9 | 293.13 | 293.13 | 293.13
|  |  | 991 | 9.91 | 293.13 | 293.13 | 293.13
|  |  | 992 | 9.92 | 293.13 | 293.13 | 293.13
|  |  | 993 | 9.93 | 293.13 | 293.13 | 293.13
|  |  | 994 | 9.94 | 293.13 | 293.13 | 293.13
|  |  | 995 | 9.95 | 293.13 | 293.13 | 293.13
|  |  | 996 | 9.96 | 293.13 | 293.13 | 293.13
|  |  | 997 | 9.97 | 293.13 | 293.13 | 293.13
|  |  | 998 | 9.98 | 293.13 | 293.13 | 293.13
|  |  | 999 | 9.99 | 293.13 | 293.13 | 293.13
|  |  | 1000 | 10 | 293.13 | 293.13 | 293.13
Note on B2: [Threaded comment] Your version of Excel allows you to read this threaded comment; however, any edits to it will get removed if the file is opened in a newer version of Excel. Learn more: https://go.microsoft.com/fwlink/?linkid=870924 Comment: this and link below used for thermal conductivity
Notes: Active heat regulation in flowtube (1/32" tubing immersed in heat transfer fluid regulation to 40 deg) 1L water heated to 40 and flowed at 4 mL/min to equilibrium at exit.
Thermal conductivities only available at 20-25 deg. for solids.
Thermal conductivities of liquids used at appropriate temperature if available in literature.
Deionised water used for initial test

## 1.1 Methanol
| Link | Thermal Conductivity (λ) @ 25 °C | I.D (mm) | O.D (mm) | Wall thickness (mm) | Reservoir Temperature (K) | Density (g/mL) | Heat Capacity (J/g.K)
PEEK 1/16 | http://www.goodfellow.com/A/Polyetheretherketone.html | 0.25 | 0.75 | 1.5875 | 0.8375
PEEK 1/32 |  | 0.25 | 0.5 | 0.7938 | 0.2938
Methanol (40 °C) | http://ion.chem.usu.edu/~sbialkow/Research/Tablevalues.html | 0.2 |  |  |  | 313.13 | 0.791 | 2.53
Air |  | 0.02735 |  |  |  | 293.13
Pipe Heat Loss
https://www.engineeringtoolbox.com/water-flow-rates-heating-systems-d_659.html
Tin
Tsolv | 313.13 |  | V̇ (m3/s) | volumetric flowrate |  | 6.6667e-08
Wall thickness (m) | 0.0008375 |  | Q (kW, kJ/s) | heat flowrate |  | 5.8554e-05
Nu | 3.66 |  | Cp (kJ/kg.K) | heat capacity |  | 2.53
Length Total (m) | 1.173 |  | ρ (kg/m3) | density |  | 791
L (increment) (m) | 0.01 |  | Tin (K) | (Tsolv) |  | 313.13
Max iterations (set in options) | 117.3 |  | Tout (K) | Calculated exit temp |  | 312.6911
r (using outer diameter for surface) m | 0.00079375
D (using inner diameter for volume) m | 0.00075 |  | Curve Fit for Temperature Loss
r1 | 0.000375
r2 | 0.00079375 |  |  |  | Tin | Tout
αWater | 976 |  |  |  | 313.13 | 312.6911
αAir | 35
ΔT (Tsolv - Tair) (K) | 20
k | 58.7031 |  | Iteration | Length | Temperature In | Temperature Out | Room Temperature
A (m2) | 4.9873e-05 |  | 0 | 0 | 313.13 | 312.6911 | 293.13
Pi | 3.1416 |  | 1 | 0.01 | 312.6911 | 312.2619 | 293.13
Q (W or J/s) | 0.058554 |  | 2 | 0.02 | 312.2619 | 311.842 | 293.13
Flowrate (mL/min) | 4 |  | 3 | 0.03 | 311.842 | 311.4314 | 293.13
|  |  | 4 | 0.04 | 311.4314 | 311.0298 | 293.13
|  |  | 5 | 0.05 | 311.0298 | 310.637 | 293.13
|  |  | 6 | 0.06 | 310.637 | 310.2528 | 293.13
|  |  | 7 | 0.07 | 310.2528 | 309.8771 | 293.13
|  |  | 8 | 0.08 | 309.8771 | 309.5096 | 293.13
|  |  | 9 | 0.09 | 309.5096 | 309.1501 | 293.13
|  |  | 10 | 0.1 | 309.1501 | 308.7986 | 293.13
|  |  | 11 | 0.11 | 308.7986 | 308.4548 | 293.13
|  |  | 12 | 0.12 | 308.4548 | 308.1185 | 293.13
|  |  | 13 | 0.13 | 308.1185 | 307.7896 | 293.13
|  |  | 14 | 0.14 | 307.7896 | 307.4679 | 293.13
|  |  | 15 | 0.15 | 307.4679 | 307.1532 | 293.13
|  |  | 16 | 0.16 | 307.1532 | 306.8455 | 293.13
|  |  | 17 | 0.17 | 306.8455 | 306.5445 | 293.13
|  |  | 18 | 0.18 | 306.5445 | 306.2502 | 293.13
|  |  | 19 | 0.19 | 306.2502 | 305.9623 | 293.13
|  |  | 20 | 0.2 | 305.9623 | 305.6807 | 293.13
|  |  | 21 | 0.21 | 305.6807 | 305.4052 | 293.13
|  |  | 22 | 0.22 | 305.4052 | 305.1359 | 293.13
|  |  | 23 | 0.23 | 305.1359 | 304.8724 | 293.13
|  |  | 24 | 0.24 | 304.8724 | 304.6147 | 293.13
|  |  | 25 | 0.25 | 304.6147 | 304.3627 | 293.13
|  |  | 26 | 0.26 | 304.3627 | 304.1162 | 293.13
|  |  | 27 | 0.27 | 304.1162 | 303.8751 | 293.13
|  |  | 28 | 0.28 | 303.8751 | 303.6394 | 293.13
|  |  | 29 | 0.29 | 303.6394 | 303.4087 | 293.13
|  |  | 30 | 0.3 | 303.4087 | 303.1832 | 293.13
|  |  | 31 | 0.31 | 303.1832 | 302.9626 | 293.13
|  |  | 32 | 0.32 | 302.9626 | 302.7468 | 293.13
|  |  | 33 | 0.33 | 302.7468 | 302.5358 | 293.13
|  |  | 34 | 0.34 | 302.5358 | 302.3294 | 293.13
|  |  | 35 | 0.35 | 302.3294 | 302.1275 | 293.13
|  |  | 36 | 0.36 | 302.1275 | 301.93 | 293.13
|  |  | 37 | 0.37 | 301.93 | 301.7369 | 293.13
|  |  | 38 | 0.38 | 301.7369 | 301.5481 | 293.13
|  |  | 39 | 0.39 | 301.5481 | 301.3633 | 293.13
|  |  | 40 | 0.4 | 301.3633 | 301.1827 | 293.13
|  |  | 41 | 0.41 | 301.1827 | 301.006 | 293.13
|  |  | 42 | 0.42 | 301.006 | 300.8331 | 293.13
|  |  | 43 | 0.43 | 300.8331 | 300.6641 | 293.13
|  |  | 44 | 0.44 | 300.6641 | 300.4988 | 293.13
|  |  | 45 | 0.45 | 300.4988 | 300.3371 | 293.13
|  |  | 46 | 0.46 | 300.3371 | 300.1789 | 293.13
|  |  | 47 | 0.47 | 300.1789 | 300.0242 | 293.13
|  |  | 48 | 0.48 | 300.0242 | 299.8729 | 293.13
|  |  | 49 | 0.49 | 299.8729 | 299.725 | 293.13
|  |  | 50 | 0.5 | 299.725 | 299.5802 | 293.13
|  |  | 51 | 0.51 | 299.5802 | 299.4387 | 293.13
|  |  | 52 | 0.52 | 299.4387 | 299.3003 | 293.13
|  |  | 53 | 0.53 | 299.3003 | 299.1649 | 293.13
|  |  | 54 | 0.54 | 299.1649 | 299.0324 | 293.13
|  |  | 55 | 0.55 | 299.0324 | 298.9029 | 293.13
|  |  | 56 | 0.56 | 298.9029 | 298.7762 | 293.13
|  |  | 57 | 0.57 | 298.7762 | 298.6523 | 293.13
|  |  | 58 | 0.58 | 298.6523 | 298.5311 | 293.13
|  |  | 59 | 0.59 | 298.5311 | 298.4126 | 293.13
|  |  | 60 | 0.6 | 298.4126 | 298.2967 | 293.13
|  |  | 61 | 0.61 | 298.2967 | 298.1833 | 293.13
|  |  | 62 | 0.62 | 298.1833 | 298.0724 | 293.13
|  |  | 63 | 0.63 | 298.0724 | 297.964 | 293.13
|  |  | 64 | 0.64 | 297.964 | 297.8579 | 293.13
|  |  | 65 | 0.65 | 297.8579 | 297.7541 | 293.13
|  |  | 66 | 0.66 | 297.7541 | 297.6527 | 293.13
|  |  | 67 | 0.67 | 297.6527 | 297.5534 | 293.13
|  |  | 68 | 0.68 | 297.5534 | 297.4564 | 293.13
|  |  | 69 | 0.69 | 297.4564 | 297.3614 | 293.13
|  |  | 70 | 0.7 | 297.3614 | 297.2686 | 293.13
|  |  | 71 | 0.71 | 297.2686 | 297.1777 | 293.13
|  |  | 72 | 0.72 | 297.1777 | 297.0889 | 293.13
|  |  | 73 | 0.73 | 297.0889 | 297.002 | 293.13
|  |  | 74 | 0.74 | 297.002 | 296.9171 | 293.13
|  |  | 75 | 0.75 | 296.9171 | 296.834 | 293.13
|  |  | 76 | 0.76 | 296.834 | 296.7527 | 293.13
|  |  | 77 | 0.77 | 296.7527 | 296.6732 | 293.13
|  |  | 78 | 0.78 | 296.6732 | 296.5954 | 293.13
|  |  | 79 | 0.79 | 296.5954 | 296.5194 | 293.13
|  |  | 80 | 0.8 | 296.5194 | 296.445 | 293.13
|  |  | 81 | 0.81 | 296.445 | 296.3723 | 293.13
|  |  | 82 | 0.82 | 296.3723 | 296.3011 | 293.13
|  |  | 83 | 0.83 | 296.3011 | 296.2315 | 293.13
|  |  | 84 | 0.84 | 296.2315 | 296.1635 | 293.13
|  |  | 85 | 0.85 | 296.1635 | 296.0969 | 293.13
|  |  | 86 | 0.86 | 296.0969 | 296.0318 | 293.13
|  |  | 87 | 0.87 | 296.0318 | 295.9681 | 293.13
|  |  | 88 | 0.88 | 295.9681 | 295.9058 | 293.13
|  |  | 89 | 0.89 | 295.9058 | 295.8449 | 293.13
|  |  | 90 | 0.9 | 295.8449 | 295.7854 | 293.13
|  |  | 91 | 0.91 | 295.7854 | 295.7271 | 293.13
|  |  | 92 | 0.92 | 295.7271 | 295.6701 | 293.13
|  |  | 93 | 0.93 | 295.6701 | 295.6144 | 293.13
|  |  | 94 | 0.94 | 295.6144 | 295.5598 | 293.13
|  |  | 95 | 0.95 | 295.5598 | 295.5065 | 293.13
|  |  | 96 | 0.96 | 295.5065 | 295.4544 | 293.13
|  |  | 97 | 0.97 | 295.4544 | 295.4034 | 293.13
|  |  | 98 | 0.98 | 295.4034 | 295.3535 | 293.13
|  |  | 99 | 0.99 | 295.3535 | 295.3047 | 293.13
|  |  | 100 | 1 | 295.3047 | 295.257 | 293.13
|  |  | 101 | 1.01 | 295.257 | 295.2103 | 293.13
|  |  | 102 | 1.02 | 295.2103 | 295.1646 | 293.13
|  |  | 103 | 1.03 | 295.1646 | 295.12 | 293.13
|  |  | 104 | 1.04 | 295.12 | 295.0763 | 293.13
|  |  | 105 | 1.05 | 295.0763 | 295.0336 | 293.13
|  |  | 106 | 1.06 | 295.0336 | 294.9918 | 293.13
|  |  | 107 | 1.07 | 294.9918 | 294.951 | 293.13
|  |  | 108 | 1.08 | 294.951 | 294.911 | 293.13
|  |  | 109 | 1.09 | 294.911 | 294.8719 | 293.13
|  |  | 110 | 1.1 | 294.8719 | 294.8337 | 293.13
|  |  | 111 | 1.11 | 294.8337 | 294.7963 | 293.13
|  |  | 112 | 1.12 | 294.7963 | 294.7598 | 293.13
|  |  | 113 | 1.13 | 294.7598 | 294.724 | 293.13
|  |  | 114 | 1.14 | 294.724 | 294.689 | 293.13
|  |  | 115 | 1.15 | 294.689 | 294.6548 | 293.13
|  |  | 116 | 1.16 | 294.6548 | 294.6213 | 293.13
|  |  | 117 | 1.17 | 294.6213 | 294.5886 | 293.13
|  |  | 118 | 1.18 | 294.5886 | 294.5566 | 293.13
|  |  | 119 | 1.19 | 294.5566 | 294.5253 | 293.13
|  |  | 120 | 1.2 | 294.5253 | 294.4947 | 293.13
|  |  | 121 | 1.21 | 294.4947 | 294.4647 | 293.13
|  |  | 122 | 1.22 | 294.4647 | 294.4354 | 293.13
|  |  | 123 | 1.23 | 294.4354 | 294.4068 | 293.13
|  |  | 124 | 1.24 | 294.4068 | 294.3788 | 293.13
|  |  | 125 | 1.25 | 294.3788 | 294.3514 | 293.13
|  |  | 126 | 1.26 | 294.3514 | 294.3246 | 293.13
|  |  | 127 | 1.27 | 294.3246 | 294.2984 | 293.13
|  |  | 128 | 1.28 | 294.2984 | 294.2727 | 293.13
|  |  | 129 | 1.29 | 294.2727 | 294.2476 | 293.13
|  |  | 130 | 1.3 | 294.2476 | 294.2231 | 293.13
|  |  | 131 | 1.31 | 294.2231 | 294.1991 | 293.13
|  |  | 132 | 1.32 | 294.1991 | 294.1757 | 293.13
|  |  | 133 | 1.33 | 294.1757 | 294.1527 | 293.13
|  |  | 134 | 1.34 | 294.1527 | 294.1303 | 293.13
|  |  | 135 | 1.35 | 294.1303 | 294.1083 | 293.13
|  |  | 136 | 1.36 | 294.1083 | 294.0869 | 293.13
|  |  | 137 | 1.37 | 294.0869 | 294.0659 | 293.13
|  |  | 138 | 1.38 | 294.0659 | 294.0453 | 293.13
|  |  | 139 | 1.39 | 294.0453 | 294.0252 | 293.13
|  |  | 140 | 1.4 | 294.0252 | 294.0056 | 293.13
|  |  | 141 | 1.41 | 294.0056 | 293.9864 | 293.13
|  |  | 142 | 1.42 | 293.9864 | 293.9676 | 293.13
|  |  | 143 | 1.43 | 293.9676 | 293.9492 | 293.13
|  |  | 144 | 1.44 | 293.9492 | 293.9312 | 293.13
|  |  | 145 | 1.45 | 293.9312 | 293.9137 | 293.13
|  |  | 146 | 1.46 | 293.9137 | 293.8965 | 293.13
|  |  | 147 | 1.47 | 293.8965 | 293.8796 | 293.13
|  |  | 148 | 1.48 | 293.8796 | 293.8632 | 293.13
|  |  | 149 | 1.49 | 293.8632 | 293.8471 | 293.13
|  |  | 150 | 1.5 | 293.8471 | 293.8314 | 293.13
|  |  | 151 | 1.51 | 293.8314 | 293.816 | 293.13
|  |  | 152 | 1.52 | 293.816 | 293.8009 | 293.13
|  |  | 153 | 1.53 | 293.8009 | 293.7862 | 293.13
|  |  | 154 | 1.54 | 293.7862 | 293.7718 | 293.13
|  |  | 155 | 1.55 | 293.7718 | 293.7577 | 293.13
|  |  | 156 | 1.56 | 293.7577 | 293.7439 | 293.13
|  |  | 157 | 1.57 | 293.7439 | 293.7305 | 293.13
|  |  | 158 | 1.58 | 293.7305 | 293.7173 | 293.13
|  |  | 159 | 1.59 | 293.7173 | 293.7044 | 293.13
|  |  | 160 | 1.6 | 293.7044 | 293.6918 | 293.13
|  |  | 161 | 1.61 | 293.6918 | 293.6795 | 293.13
|  |  | 162 | 1.62 | 293.6795 | 293.6674 | 293.13
|  |  | 163 | 1.63 | 293.6674 | 293.6556 | 293.13
|  |  | 164 | 1.64 | 293.6556 | 293.6441 | 293.13
|  |  | 165 | 1.65 | 293.6441 | 293.6328 | 293.13
|  |  | 166 | 1.66 | 293.6328 | 293.6218 | 293.13
|  |  | 167 | 1.67 | 293.6218 | 293.611 | 293.13
|  |  | 168 | 1.68 | 293.611 | 293.6004 | 293.13
|  |  | 169 | 1.69 | 293.6004 | 293.5901 | 293.13
|  |  | 170 | 1.7 | 293.5901 | 293.58 | 293.13
|  |  | 171 | 1.71 | 293.58 | 293.5701 | 293.13
|  |  | 172 | 1.72 | 293.5701 | 293.5605 | 293.13
|  |  | 173 | 1.73 | 293.5605 | 293.551 | 293.13
|  |  | 174 | 1.74 | 293.551 | 293.5418 | 293.13
|  |  | 175 | 1.75 | 293.5418 | 293.5327 | 293.13
|  |  | 176 | 1.76 | 293.5327 | 293.5239 | 293.13
|  |  | 177 | 1.77 | 293.5239 | 293.5153 | 293.13
|  |  | 178 | 1.78 | 293.5153 | 293.5068 | 293.13
|  |  | 179 | 1.79 | 293.5068 | 293.4985 | 293.13
|  |  | 180 | 1.8 | 293.4985 | 293.4905 | 293.13
|  |  | 181 | 1.81 | 293.4905 | 293.4825 | 293.13
|  |  | 182 | 1.82 | 293.4825 | 293.4748 | 293.13
|  |  | 183 | 1.83 | 293.4748 | 293.4672 | 293.13
|  |  | 184 | 1.84 | 293.4672 | 293.4598 | 293.13
|  |  | 185 | 1.85 | 293.4598 | 293.4526 | 293.13
|  |  | 186 | 1.86 | 293.4526 | 293.4455 | 293.13
|  |  | 187 | 1.87 | 293.4455 | 293.4386 | 293.13
|  |  | 188 | 1.88 | 293.4386 | 293.4318 | 293.13
|  |  | 189 | 1.89 | 293.4318 | 293.4252 | 293.13
|  |  | 190 | 1.9 | 293.4252 | 293.4187 | 293.13
|  |  | 191 | 1.91 | 293.4187 | 293.4124 | 293.13
|  |  | 192 | 1.92 | 293.4124 | 293.4062 | 293.13
|  |  | 193 | 1.93 | 293.4062 | 293.4001 | 293.13
|  |  | 194 | 1.94 | 293.4001 | 293.3942 | 293.13
|  |  | 195 | 1.95 | 293.3942 | 293.3884 | 293.13
|  |  | 196 | 1.96 | 293.3884 | 293.3827 | 293.13
|  |  | 197 | 1.97 | 293.3827 | 293.3772 | 293.13
|  |  | 198 | 1.98 | 293.3772 | 293.3718 | 293.13
|  |  | 199 | 1.99 | 293.3718 | 293.3665 | 293.13
|  |  | 200 | 2 | 293.3665 | 293.3613 | 293.13
|  |  | 201 | 2.01 | 293.3613 | 293.3562 | 293.13
|  |  | 202 | 2.02 | 293.3562 | 293.3512 | 293.13
|  |  | 203 | 2.03 | 293.3512 | 293.3464 | 293.13
|  |  | 204 | 2.04 | 293.3464 | 293.3416 | 293.13
|  |  | 205 | 2.05 | 293.3416 | 293.337 | 293.13
|  |  | 206 | 2.06 | 293.337 | 293.3324 | 293.13
|  |  | 207 | 2.07 | 293.3324 | 293.328 | 293.13
|  |  | 208 | 2.08 | 293.328 | 293.3237 | 293.13
|  |  | 209 | 2.09 | 293.3237 | 293.3194 | 293.13
|  |  | 210 | 2.1 | 293.3194 | 293.3153 | 293.13
|  |  | 211 | 2.11 | 293.3153 | 293.3112 | 293.13
|  |  | 212 | 2.12 | 293.3112 | 293.3072 | 293.13
|  |  | 213 | 2.13 | 293.3072 | 293.3033 | 293.13
|  |  | 214 | 2.14 | 293.3033 | 293.2995 | 293.13
|  |  | 215 | 2.15 | 293.2995 | 293.2958 | 293.13
|  |  | 216 | 2.16 | 293.2958 | 293.2922 | 293.13
|  |  | 217 | 2.17 | 293.2922 | 293.2886 | 293.13
|  |  | 218 | 2.18 | 293.2886 | 293.2851 | 293.13
|  |  | 219 | 2.19 | 293.2851 | 293.2817 | 293.13
|  |  | 220 | 2.2 | 293.2817 | 293.2784 | 293.13
|  |  | 221 | 2.21 | 293.2784 | 293.2751 | 293.13
|  |  | 222 | 2.22 | 293.2751 | 293.2719 | 293.13
|  |  | 223 | 2.23 | 293.2719 | 293.2688 | 293.13
|  |  | 224 | 2.24 | 293.2688 | 293.2658 | 293.13
|  |  | 225 | 2.25 | 293.2658 | 293.2628 | 293.13
|  |  | 226 | 2.26 | 293.2628 | 293.2599 | 293.13
|  |  | 227 | 2.27 | 293.2599 | 293.257 | 293.13
|  |  | 228 | 2.28 | 293.257 | 293.2543 | 293.13
|  |  | 229 | 2.29 | 293.2543 | 293.2515 | 293.13
|  |  | 230 | 2.3 | 293.2515 | 293.2489 | 293.13
|  |  | 231 | 2.31 | 293.2489 | 293.2463 | 293.13
|  |  | 232 | 2.32 | 293.2463 | 293.2437 | 293.13
|  |  | 233 | 2.33 | 293.2437 | 293.2412 | 293.13
|  |  | 234 | 2.34 | 293.2412 | 293.2388 | 293.13
|  |  | 235 | 2.35 | 293.2388 | 293.2364 | 293.13
|  |  | 236 | 2.36 | 293.2364 | 293.234 | 293.13
|  |  | 237 | 2.37 | 293.234 | 293.2318 | 293.13
|  |  | 238 | 2.38 | 293.2318 | 293.2295 | 293.13
|  |  | 239 | 2.39 | 293.2295 | 293.2273 | 293.13
|  |  | 240 | 2.4 | 293.2273 | 293.2252 | 293.13
|  |  | 241 | 2.41 | 293.2252 | 293.2231 | 293.13
|  |  | 242 | 2.42 | 293.2231 | 293.2211 | 293.13
|  |  | 243 | 2.43 | 293.2211 | 293.2191 | 293.13
|  |  | 244 | 2.44 | 293.2191 | 293.2171 | 293.13
|  |  | 245 | 2.45 | 293.2171 | 293.2152 | 293.13
|  |  | 246 | 2.46 | 293.2152 | 293.2133 | 293.13
|  |  | 247 | 2.47 | 293.2133 | 293.2115 | 293.13
|  |  | 248 | 2.48 | 293.2115 | 293.2097 | 293.13
|  |  | 249 | 2.49 | 293.2097 | 293.208 | 293.13
|  |  | 250 | 2.5 | 293.208 | 293.2063 | 293.13
|  |  | 251 | 2.51 | 293.2063 | 293.2046 | 293.13
|  |  | 252 | 2.52 | 293.2046 | 293.203 | 293.13
|  |  | 253 | 2.53 | 293.203 | 293.2014 | 293.13
|  |  | 254 | 2.54 | 293.2014 | 293.1998 | 293.13
|  |  | 255 | 2.55 | 293.1998 | 293.1983 | 293.13
|  |  | 256 | 2.56 | 293.1983 | 293.1968 | 293.13
|  |  | 257 | 2.57 | 293.1968 | 293.1953 | 293.13
|  |  | 258 | 2.58 | 293.1953 | 293.1939 | 293.13
|  |  | 259 | 2.59 | 293.1939 | 293.1925 | 293.13
|  |  | 260 | 2.6 | 293.1925 | 293.1911 | 293.13
|  |  | 261 | 2.61 | 293.1911 | 293.1897 | 293.13
|  |  | 262 | 2.62 | 293.1897 | 293.1884 | 293.13
|  |  | 263 | 2.63 | 293.1884 | 293.1872 | 293.13
|  |  | 264 | 2.64 | 293.1872 | 293.1859 | 293.13
|  |  | 265 | 2.65 | 293.1859 | 293.1847 | 293.13
|  |  | 266 | 2.66 | 293.1847 | 293.1835 | 293.13
|  |  | 267 | 2.67 | 293.1835 | 293.1823 | 293.13
|  |  | 268 | 2.68 | 293.1823 | 293.1812 | 293.13
|  |  | 269 | 2.69 | 293.1812 | 293.18 | 293.13
|  |  | 270 | 2.7 | 293.18 | 293.1789 | 293.13
|  |  | 271 | 2.71 | 293.1789 | 293.1779 | 293.13
|  |  | 272 | 2.72 | 293.1779 | 293.1768 | 293.13
|  |  | 273 | 2.73 | 293.1768 | 293.1758 | 293.13
|  |  | 274 | 2.74 | 293.1758 | 293.1748 | 293.13
|  |  | 275 | 2.75 | 293.1748 | 293.1738 | 293.13
|  |  | 276 | 2.76 | 293.1738 | 293.1728 | 293.13
|  |  | 277 | 2.77 | 293.1728 | 293.1719 | 293.13
|  |  | 278 | 2.78 | 293.1719 | 293.171 | 293.13
|  |  | 279 | 2.79 | 293.171 | 293.1701 | 293.13
|  |  | 280 | 2.8 | 293.1701 | 293.1692 | 293.13
|  |  | 281 | 2.81 | 293.1692 | 293.1683 | 293.13
|  |  | 282 | 2.82 | 293.1683 | 293.1675 | 293.13
|  |  | 283 | 2.83 | 293.1675 | 293.1667 | 293.13
|  |  | 284 | 2.84 | 293.1667 | 293.1659 | 293.13
|  |  | 285 | 2.85 | 293.1659 | 293.1651 | 293.13
|  |  | 286 | 2.86 | 293.1651 | 293.1643 | 293.13
|  |  | 287 | 2.87 | 293.1643 | 293.1636 | 293.13
|  |  | 288 | 2.88 | 293.1636 | 293.1628 | 293.13
|  |  | 289 | 2.89 | 293.1628 | 293.1621 | 293.13
|  |  | 290 | 2.9 | 293.1621 | 293.1614 | 293.13
|  |  | 291 | 2.91 | 293.1614 | 293.1607 | 293.13
|  |  | 292 | 2.92 | 293.1607 | 293.16 | 293.13
|  |  | 293 | 2.93 | 293.16 | 293.1594 | 293.13
|  |  | 294 | 2.94 | 293.1594 | 293.1587 | 293.13
|  |  | 295 | 2.95 | 293.1587 | 293.1581 | 293.13
|  |  | 296 | 2.96 | 293.1581 | 293.1575 | 293.13
|  |  | 297 | 2.97 | 293.1575 | 293.1569 | 293.13
|  |  | 298 | 2.98 | 293.1569 | 293.1563 | 293.13
|  |  | 299 | 2.99 | 293.1563 | 293.1557 | 293.13
|  |  | 300 | 3 | 293.1557 | 293.1551 | 293.13
|  |  | 301 | 3.01 | 293.1551 | 293.1546 | 293.13
|  |  | 302 | 3.02 | 293.1546 | 293.1541 | 293.13
|  |  | 303 | 3.03 | 293.1541 | 293.1535 | 293.13
|  |  | 304 | 3.04 | 293.1535 | 293.153 | 293.13
|  |  | 305 | 3.05 | 293.153 | 293.1525 | 293.13
|  |  | 306 | 3.06 | 293.1525 | 293.152 | 293.13
|  |  | 307 | 3.07 | 293.152 | 293.1515 | 293.13
|  |  | 308 | 3.08 | 293.1515 | 293.1511 | 293.13
|  |  | 309 | 3.09 | 293.1511 | 293.1506 | 293.13
|  |  | 310 | 3.1 | 293.1506 | 293.1501 | 293.13
|  |  | 311 | 3.11 | 293.1501 | 293.1497 | 293.13
|  |  | 312 | 3.12 | 293.1497 | 293.1493 | 293.13
|  |  | 313 | 3.13 | 293.1493 | 293.1488 | 293.13
|  |  | 314 | 3.14 | 293.1488 | 293.1484 | 293.13
|  |  | 315 | 3.15 | 293.1484 | 293.148 | 293.13
|  |  | 316 | 3.16 | 293.148 | 293.1476 | 293.13
|  |  | 317 | 3.17 | 293.1476 | 293.1472 | 293.13
|  |  | 318 | 3.18 | 293.1472 | 293.1469 | 293.13
|  |  | 319 | 3.19 | 293.1469 | 293.1465 | 293.13
|  |  | 320 | 3.2 | 293.1465 | 293.1461 | 293.13
|  |  | 321 | 3.21 | 293.1461 | 293.1458 | 293.13
|  |  | 322 | 3.22 | 293.1458 | 293.1454 | 293.13
|  |  | 323 | 3.23 | 293.1454 | 293.1451 | 293.13
|  |  | 324 | 3.24 | 293.1451 | 293.1448 | 293.13
|  |  | 325 | 3.25 | 293.1448 | 293.1444 | 293.13
|  |  | 326 | 3.26 | 293.1444 | 293.1441 | 293.13
|  |  | 327 | 3.27 | 293.1441 | 293.1438 | 293.13
|  |  | 328 | 3.28 | 293.1438 | 293.1435 | 293.13
|  |  | 329 | 3.29 | 293.1435 | 293.1432 | 293.13
|  |  | 330 | 3.3 | 293.1432 | 293.1429 | 293.13
|  |  | 331 | 3.31 | 293.1429 | 293.1426 | 293.13
|  |  | 332 | 3.32 | 293.1426 | 293.1424 | 293.13
|  |  | 333 | 3.33 | 293.1424 | 293.1421 | 293.13
|  |  | 334 | 3.34 | 293.1421 | 293.1418 | 293.13
|  |  | 335 | 3.35 | 293.1418 | 293.1416 | 293.13
|  |  | 336 | 3.36 | 293.1416 | 293.1413 | 293.13
|  |  | 337 | 3.37 | 293.1413 | 293.1411 | 293.13
|  |  | 338 | 3.38 | 293.1411 | 293.1408 | 293.13
|  |  | 339 | 3.39 | 293.1408 | 293.1406 | 293.13
|  |  | 340 | 3.4 | 293.1406 | 293.1404 | 293.13
|  |  | 341 | 3.41 | 293.1404 | 293.1401 | 293.13
|  |  | 342 | 3.42 | 293.1401 | 293.1399 | 293.13
|  |  | 343 | 3.43 | 293.1399 | 293.1397 | 293.13
|  |  | 344 | 3.44 | 293.1397 | 293.1395 | 293.13
|  |  | 345 | 3.45 | 293.1395 | 293.1393 | 293.13
|  |  | 346 | 3.46 | 293.1393 | 293.1391 | 293.13
|  |  | 347 | 3.47 | 293.1391 | 293.1389 | 293.13
|  |  | 348 | 3.48 | 293.1389 | 293.1387 | 293.13
|  |  | 349 | 3.49 | 293.1387 | 293.1385 | 293.13
|  |  | 350 | 3.5 | 293.1385 | 293.1383 | 293.13
|  |  | 351 | 3.51 | 293.1383 | 293.1381 | 293.13
|  |  | 352 | 3.52 | 293.1381 | 293.1379 | 293.13
|  |  | 353 | 3.53 | 293.1379 | 293.1378 | 293.13
|  |  | 354 | 3.54 | 293.1378 | 293.1376 | 293.13
|  |  | 355 | 3.55 | 293.1376 | 293.1374 | 293.13
|  |  | 356 | 3.56 | 293.1374 | 293.1373 | 293.13
|  |  | 357 | 3.57 | 293.1373 | 293.1371 | 293.13
|  |  | 358 | 3.58 | 293.1371 | 293.1369 | 293.13
|  |  | 359 | 3.59 | 293.1369 | 293.1368 | 293.13
|  |  | 360 | 3.6 | 293.1368 | 293.1366 | 293.13
|  |  | 361 | 3.61 | 293.1366 | 293.1365 | 293.13
|  |  | 362 | 3.62 | 293.1365 | 293.1364 | 293.13
|  |  | 363 | 3.63 | 293.1364 | 293.1362 | 293.13
|  |  | 364 | 3.64 | 293.1362 | 293.1361 | 293.13
|  |  | 365 | 3.65 | 293.1361 | 293.1359 | 293.13
|  |  | 366 | 3.66 | 293.1359 | 293.1358 | 293.13
|  |  | 367 | 3.67 | 293.1358 | 293.1357 | 293.13
|  |  | 368 | 3.68 | 293.1357 | 293.1356 | 293.13
|  |  | 369 | 3.69 | 293.1356 | 293.1354 | 293.13
|  |  | 370 | 3.7 | 293.1354 | 293.1353 | 293.13
|  |  | 371 | 3.71 | 293.1353 | 293.1352 | 293.13
|  |  | 372 | 3.72 | 293.1352 | 293.1351 | 293.13
|  |  | 373 | 3.73 | 293.1351 | 293.135 | 293.13
|  |  | 374 | 3.74 | 293.135 | 293.1349 | 293.13
|  |  | 375 | 3.75 | 293.1349 | 293.1348 | 293.13
|  |  | 376 | 3.76 | 293.1348 | 293.1347 | 293.13
|  |  | 377 | 3.77 | 293.1347 | 293.1346 | 293.13
|  |  | 378 | 3.78 | 293.1346 | 293.1345 | 293.13
|  |  | 379 | 3.79 | 293.1345 | 293.1344 | 293.13
|  |  | 380 | 3.8 | 293.1344 | 293.1343 | 293.13
|  |  | 381 | 3.81 | 293.1343 | 293.1342 | 293.13
|  |  | 382 | 3.82 | 293.1342 | 293.1341 | 293.13
|  |  | 383 | 3.83 | 293.1341 | 293.134 | 293.13
|  |  | 384 | 3.84 | 293.134 | 293.1339 | 293.13
|  |  | 385 | 3.85 | 293.1339 | 293.1338 | 293.13
|  |  | 386 | 3.86 | 293.1338 | 293.1337 | 293.13
|  |  | 387 | 3.87 | 293.1337 | 293.1336 | 293.13
|  |  | 388 | 3.88 | 293.1336 | 293.1336 | 293.13
|  |  | 389 | 3.89 | 293.1336 | 293.1335 | 293.13
|  |  | 390 | 3.9 | 293.1335 | 293.1334 | 293.13
|  |  | 391 | 3.91 | 293.1334 | 293.1333 | 293.13
|  |  | 392 | 3.92 | 293.1333 | 293.1333 | 293.13
|  |  | 393 | 3.93 | 293.1333 | 293.1332 | 293.13
|  |  | 394 | 3.94 | 293.1332 | 293.1331 | 293.13
|  |  | 395 | 3.95 | 293.1331 | 293.1331 | 293.13
|  |  | 396 | 3.96 | 293.1331 | 293.133 | 293.13
|  |  | 397 | 3.97 | 293.133 | 293.1329 | 293.13
|  |  | 398 | 3.98 | 293.1329 | 293.1329 | 293.13
|  |  | 399 | 3.99 | 293.1329 | 293.1328 | 293.13
|  |  | 400 | 4 | 293.1328 | 293.1327 | 293.13
|  |  | 401 | 4.01 | 293.1327 | 293.1327 | 293.13
|  |  | 402 | 4.02 | 293.1327 | 293.1326 | 293.13
|  |  | 403 | 4.03 | 293.1326 | 293.1326 | 293.13
|  |  | 404 | 4.04 | 293.1326 | 293.1325 | 293.13
|  |  | 405 | 4.05 | 293.1325 | 293.1324 | 293.13
|  |  | 406 | 4.06 | 293.1324 | 293.1324 | 293.13
|  |  | 407 | 4.07 | 293.1324 | 293.1323 | 293.13
|  |  | 408 | 4.08 | 293.1323 | 293.1323 | 293.13
|  |  | 409 | 4.09 | 293.1323 | 293.1322 | 293.13
|  |  | 410 | 4.1 | 293.1322 | 293.1322 | 293.13
|  |  | 411 | 4.11 | 293.1322 | 293.1321 | 293.13
|  |  | 412 | 4.12 | 293.1321 | 293.1321 | 293.13
|  |  | 413 | 4.13 | 293.1321 | 293.132 | 293.13
|  |  | 414 | 4.14 | 293.132 | 293.132 | 293.13
|  |  | 415 | 4.15 | 293.132 | 293.132 | 293.13
|  |  | 416 | 4.16 | 293.132 | 293.1319 | 293.13
|  |  | 417 | 4.17 | 293.1319 | 293.1319 | 293.13
|  |  | 418 | 4.18 | 293.1319 | 293.1318 | 293.13
|  |  | 419 | 4.19 | 293.1318 | 293.1318 | 293.13
|  |  | 420 | 4.2 | 293.1318 | 293.1318 | 293.13
|  |  | 421 | 4.21 | 293.1318 | 293.1317 | 293.13
|  |  | 422 | 4.22 | 293.1317 | 293.1317 | 293.13
|  |  | 423 | 4.23 | 293.1317 | 293.1316 | 293.13
|  |  | 424 | 4.24 | 293.1316 | 293.1316 | 293.13
|  |  | 425 | 4.25 | 293.1316 | 293.1316 | 293.13
|  |  | 426 | 4.26 | 293.1316 | 293.1315 | 293.13
|  |  | 427 | 4.27 | 293.1315 | 293.1315 | 293.13
|  |  | 428 | 4.28 | 293.1315 | 293.1315 | 293.13
|  |  | 429 | 4.29 | 293.1315 | 293.1314 | 293.13
|  |  | 430 | 4.3 | 293.1314 | 293.1314 | 293.13
|  |  | 431 | 4.31 | 293.1314 | 293.1314 | 293.13
|  |  | 432 | 4.32 | 293.1314 | 293.1313 | 293.13
|  |  | 433 | 4.33 | 293.1313 | 293.1313 | 293.13
|  |  | 434 | 4.34 | 293.1313 | 293.1313 | 293.13
|  |  | 435 | 4.35 | 293.1313 | 293.1313 | 293.13
|  |  | 436 | 4.36 | 293.1313 | 293.1312 | 293.13
|  |  | 437 | 4.37 | 293.1312 | 293.1312 | 293.13
|  |  | 438 | 4.38 | 293.1312 | 293.1312 | 293.13
|  |  | 439 | 4.39 | 293.1312 | 293.1312 | 293.13
|  |  | 440 | 4.4 | 293.1312 | 293.1311 | 293.13
|  |  | 441 | 4.41 | 293.1311 | 293.1311 | 293.13
|  |  | 442 | 4.42 | 293.1311 | 293.1311 | 293.13
|  |  | 443 | 4.43 | 293.1311 | 293.1311 | 293.13
|  |  | 444 | 4.44 | 293.1311 | 293.131 | 293.13
|  |  | 445 | 4.45 | 293.131 | 293.131 | 293.13
|  |  | 446 | 4.46 | 293.131 | 293.131 | 293.13
|  |  | 447 | 4.47 | 293.131 | 293.131 | 293.13
|  |  | 448 | 4.48 | 293.131 | 293.1309 | 293.13
|  |  | 449 | 4.49 | 293.1309 | 293.1309 | 293.13
|  |  | 450 | 4.5 | 293.1309 | 293.1309 | 293.13
|  |  | 451 | 4.51 | 293.1309 | 293.1309 | 293.13
|  |  | 452 | 4.52 | 293.1309 | 293.1309 | 293.13
|  |  | 453 | 4.53 | 293.1309 | 293.1308 | 293.13
|  |  | 454 | 4.54 | 293.1308 | 293.1308 | 293.13
|  |  | 455 | 4.55 | 293.1308 | 293.1308 | 293.13
|  |  | 456 | 4.56 | 293.1308 | 293.1308 | 293.13
|  |  | 457 | 4.57 | 293.1308 | 293.1308 | 293.13
|  |  | 458 | 4.58 | 293.1308 | 293.1308 | 293.13
|  |  | 459 | 4.59 | 293.1308 | 293.1307 | 293.13
|  |  | 460 | 4.6 | 293.1307 | 293.1307 | 293.13
|  |  | 461 | 4.61 | 293.1307 | 293.1307 | 293.13
|  |  | 462 | 4.62 | 293.1307 | 293.1307 | 293.13
|  |  | 463 | 4.63 | 293.1307 | 293.1307 | 293.13
|  |  | 464 | 4.64 | 293.1307 | 293.1307 | 293.13
|  |  | 465 | 4.65 | 293.1307 | 293.1306 | 293.13
|  |  | 466 | 4.66 | 293.1306 | 293.1306 | 293.13
|  |  | 467 | 4.67 | 293.1306 | 293.1306 | 293.13
|  |  | 468 | 4.68 | 293.1306 | 293.1306 | 293.13
|  |  | 469 | 4.69 | 293.1306 | 293.1306 | 293.13
|  |  | 470 | 4.7 | 293.1306 | 293.1306 | 293.13
|  |  | 471 | 4.71 | 293.1306 | 293.1306 | 293.13
|  |  | 472 | 4.72 | 293.1306 | 293.1306 | 293.13
|  |  | 473 | 4.73 | 293.1306 | 293.1305 | 293.13
|  |  | 474 | 4.74 | 293.1305 | 293.1305 | 293.13
|  |  | 475 | 4.75 | 293.1305 | 293.1305 | 293.13
|  |  | 476 | 4.76 | 293.1305 | 293.1305 | 293.13
|  |  | 477 | 4.77 | 293.1305 | 293.1305 | 293.13
|  |  | 478 | 4.78 | 293.1305 | 293.1305 | 293.13
|  |  | 479 | 4.79 | 293.1305 | 293.1305 | 293.13
|  |  | 480 | 4.8 | 293.1305 | 293.1305 | 293.13
|  |  | 481 | 4.81 | 293.1305 | 293.1305 | 293.13
|  |  | 482 | 4.82 | 293.1305 | 293.1304 | 293.13
|  |  | 483 | 4.83 | 293.1304 | 293.1304 | 293.13
|  |  | 484 | 4.84 | 293.1304 | 293.1304 | 293.13
|  |  | 485 | 4.85 | 293.1304 | 293.1304 | 293.13
|  |  | 486 | 4.86 | 293.1304 | 293.1304 | 293.13
|  |  | 487 | 4.87 | 293.1304 | 293.1304 | 293.13
|  |  | 488 | 4.88 | 293.1304 | 293.1304 | 293.13
|  |  | 489 | 4.89 | 293.1304 | 293.1304 | 293.13
|  |  | 490 | 4.9 | 293.1304 | 293.1304 | 293.13
|  |  | 491 | 4.91 | 293.1304 | 293.1304 | 293.13
|  |  | 492 | 4.92 | 293.1304 | 293.1304 | 293.13
|  |  | 493 | 4.93 | 293.1304 | 293.1303 | 293.13
|  |  | 494 | 4.94 | 293.1303 | 293.1303 | 293.13
|  |  | 495 | 4.95 | 293.1303 | 293.1303 | 293.13
|  |  | 496 | 4.96 | 293.1303 | 293.1303 | 293.13
|  |  | 497 | 4.97 | 293.1303 | 293.1303 | 293.13
|  |  | 498 | 4.98 | 293.1303 | 293.1303 | 293.13
|  |  | 499 | 4.99 | 293.1303 | 293.1303 | 293.13
|  |  | 500 | 5 | 293.1303 | 293.1303 | 293.13
|  |  | 501 | 5.01 | 293.1303 | 293.1303 | 293.13
|  |  | 502 | 5.02 | 293.1303 | 293.1303 | 293.13
|  |  | 503 | 5.03 | 293.1303 | 293.1303 | 293.13
|  |  | 504 | 5.04 | 293.1303 | 293.1303 | 293.13
|  |  | 505 | 5.05 | 293.1303 | 293.1303 | 293.13
|  |  | 506 | 5.06 | 293.1303 | 293.1303 | 293.13
|  |  | 507 | 5.07 | 293.1303 | 293.1303 | 293.13
|  |  | 508 | 5.08 | 293.1303 | 293.1302 | 293.13
|  |  | 509 | 5.09 | 293.1302 | 293.1302 | 293.13
|  |  | 510 | 5.1 | 293.1302 | 293.1302 | 293.13
|  |  | 511 | 5.11 | 293.1302 | 293.1302 | 293.13
|  |  | 512 | 5.12 | 293.1302 | 293.1302 | 293.13
|  |  | 513 | 5.13 | 293.1302 | 293.1302 | 293.13
|  |  | 514 | 5.14 | 293.1302 | 293.1302 | 293.13
|  |  | 515 | 5.15 | 293.1302 | 293.1302 | 293.13
|  |  | 516 | 5.16 | 293.1302 | 293.1302 | 293.13
|  |  | 517 | 5.17 | 293.1302 | 293.1302 | 293.13
|  |  | 518 | 5.18 | 293.1302 | 293.1302 | 293.13
|  |  | 519 | 5.19 | 293.1302 | 293.1302 | 293.13
|  |  | 520 | 5.2 | 293.1302 | 293.1302 | 293.13
|  |  | 521 | 5.21 | 293.1302 | 293.1302 | 293.13
|  |  | 522 | 5.22 | 293.1302 | 293.1302 | 293.13
|  |  | 523 | 5.23 | 293.1302 | 293.1302 | 293.13
|  |  | 524 | 5.24 | 293.1302 | 293.1302 | 293.13
|  |  | 525 | 5.25 | 293.1302 | 293.1302 | 293.13
|  |  | 526 | 5.26 | 293.1302 | 293.1302 | 293.13
|  |  | 527 | 5.27 | 293.1302 | 293.1302 | 293.13
|  |  | 528 | 5.28 | 293.1302 | 293.1302 | 293.13
|  |  | 529 | 5.29 | 293.1302 | 293.1302 | 293.13
|  |  | 530 | 5.3 | 293.1302 | 293.1302 | 293.13
|  |  | 531 | 5.31 | 293.1302 | 293.1301 | 293.13
|  |  | 532 | 5.32 | 293.1301 | 293.1301 | 293.13
|  |  | 533 | 5.33 | 293.1301 | 293.1301 | 293.13
|  |  | 534 | 5.34 | 293.1301 | 293.1301 | 293.13
|  |  | 535 | 5.35 | 293.1301 | 293.1301 | 293.13
|  |  | 536 | 5.36 | 293.1301 | 293.1301 | 293.13
|  |  | 537 | 5.37 | 293.1301 | 293.1301 | 293.13
|  |  | 538 | 5.38 | 293.1301 | 293.1301 | 293.13
|  |  | 539 | 5.39 | 293.1301 | 293.1301 | 293.13
|  |  | 540 | 5.4 | 293.1301 | 293.1301 | 293.13
|  |  | 541 | 5.41 | 293.1301 | 293.1301 | 293.13
|  |  | 542 | 5.42 | 293.1301 | 293.1301 | 293.13
|  |  | 543 | 5.43 | 293.1301 | 293.1301 | 293.13
|  |  | 544 | 5.44 | 293.1301 | 293.1301 | 293.13
|  |  | 545 | 5.45 | 293.1301 | 293.1301 | 293.13
|  |  | 546 | 5.46 | 293.1301 | 293.1301 | 293.13
|  |  | 547 | 5.47 | 293.1301 | 293.1301 | 293.13
|  |  | 548 | 5.48 | 293.1301 | 293.1301 | 293.13
|  |  | 549 | 5.49 | 293.1301 | 293.1301 | 293.13
|  |  | 550 | 5.5 | 293.1301 | 293.1301 | 293.13
|  |  | 551 | 5.51 | 293.1301 | 293.1301 | 293.13
|  |  | 552 | 5.52 | 293.1301 | 293.1301 | 293.13
|  |  | 553 | 5.53 | 293.1301 | 293.1301 | 293.13
|  |  | 554 | 5.54 | 293.1301 | 293.1301 | 293.13
|  |  | 555 | 5.55 | 293.1301 | 293.1301 | 293.13
|  |  | 556 | 5.56 | 293.1301 | 293.1301 | 293.13
|  |  | 557 | 5.57 | 293.1301 | 293.1301 | 293.13
|  |  | 558 | 5.58 | 293.1301 | 293.1301 | 293.13
|  |  | 559 | 5.59 | 293.1301 | 293.1301 | 293.13
|  |  | 560 | 5.6 | 293.1301 | 293.1301 | 293.13
|  |  | 561 | 5.61 | 293.1301 | 293.1301 | 293.13
|  |  | 562 | 5.62 | 293.1301 | 293.1301 | 293.13
|  |  | 563 | 5.63 | 293.1301 | 293.1301 | 293.13
|  |  | 564 | 5.64 | 293.1301 | 293.1301 | 293.13
|  |  | 565 | 5.65 | 293.1301 | 293.1301 | 293.13
|  |  | 566 | 5.66 | 293.1301 | 293.1301 | 293.13
|  |  | 567 | 5.67 | 293.1301 | 293.1301 | 293.13
|  |  | 568 | 5.68 | 293.1301 | 293.1301 | 293.13
|  |  | 569 | 5.69 | 293.1301 | 293.1301 | 293.13
|  |  | 570 | 5.7 | 293.1301 | 293.1301 | 293.13
|  |  | 571 | 5.71 | 293.1301 | 293.1301 | 293.13
|  |  | 572 | 5.72 | 293.1301 | 293.1301 | 293.13
|  |  | 573 | 5.73 | 293.1301 | 293.1301 | 293.13
|  |  | 574 | 5.74 | 293.1301 | 293.1301 | 293.13
|  |  | 575 | 5.75 | 293.1301 | 293.1301 | 293.13
|  |  | 576 | 5.76 | 293.1301 | 293.1301 | 293.13
|  |  | 577 | 5.77 | 293.1301 | 293.1301 | 293.13
|  |  | 578 | 5.78 | 293.1301 | 293.1301 | 293.13
|  |  | 579 | 5.79 | 293.1301 | 293.1301 | 293.13
|  |  | 580 | 5.8 | 293.1301 | 293.1301 | 293.13
|  |  | 581 | 5.81 | 293.1301 | 293.13 | 293.13
|  |  | 582 | 5.82 | 293.13 | 293.13 | 293.13
|  |  | 583 | 5.83 | 293.13 | 293.13 | 293.13
|  |  | 584 | 5.84 | 293.13 | 293.13 | 293.13
|  |  | 585 | 5.85 | 293.13 | 293.13 | 293.13
|  |  | 586 | 5.86 | 293.13 | 293.13 | 293.13
|  |  | 587 | 5.87 | 293.13 | 293.13 | 293.13
|  |  | 588 | 5.88 | 293.13 | 293.13 | 293.13
|  |  | 589 | 5.89 | 293.13 | 293.13 | 293.13
|  |  | 590 | 5.9 | 293.13 | 293.13 | 293.13
|  |  | 591 | 5.91 | 293.13 | 293.13 | 293.13
|  |  | 592 | 5.92 | 293.13 | 293.13 | 293.13
|  |  | 593 | 5.93 | 293.13 | 293.13 | 293.13
|  |  | 594 | 5.94 | 293.13 | 293.13 | 293.13
|  |  | 595 | 5.95 | 293.13 | 293.13 | 293.13
|  |  | 596 | 5.96 | 293.13 | 293.13 | 293.13
|  |  | 597 | 5.97 | 293.13 | 293.13 | 293.13
|  |  | 598 | 5.98 | 293.13 | 293.13 | 293.13
|  |  | 599 | 5.99 | 293.13 | 293.13 | 293.13
|  |  | 600 | 6 | 293.13 | 293.13 | 293.13
|  |  | 601 | 6.01 | 293.13 | 293.13 | 293.13
|  |  | 602 | 6.02 | 293.13 | 293.13 | 293.13
|  |  | 603 | 6.03 | 293.13 | 293.13 | 293.13
|  |  | 604 | 6.04 | 293.13 | 293.13 | 293.13
|  |  | 605 | 6.05 | 293.13 | 293.13 | 293.13
|  |  | 606 | 6.06 | 293.13 | 293.13 | 293.13
|  |  | 607 | 6.07 | 293.13 | 293.13 | 293.13
|  |  | 608 | 6.08 | 293.13 | 293.13 | 293.13
|  |  | 609 | 6.09 | 293.13 | 293.13 | 293.13
|  |  | 610 | 6.1 | 293.13 | 293.13 | 293.13
|  |  | 611 | 6.11 | 293.13 | 293.13 | 293.13
|  |  | 612 | 6.12 | 293.13 | 293.13 | 293.13
|  |  | 613 | 6.13 | 293.13 | 293.13 | 293.13
|  |  | 614 | 6.14 | 293.13 | 293.13 | 293.13
|  |  | 615 | 6.15 | 293.13 | 293.13 | 293.13
|  |  | 616 | 6.16 | 293.13 | 293.13 | 293.13
|  |  | 617 | 6.17 | 293.13 | 293.13 | 293.13
|  |  | 618 | 6.18 | 293.13 | 293.13 | 293.13
|  |  | 619 | 6.19 | 293.13 | 293.13 | 293.13
|  |  | 620 | 6.2 | 293.13 | 293.13 | 293.13
|  |  | 621 | 6.21 | 293.13 | 293.13 | 293.13
|  |  | 622 | 6.22 | 293.13 | 293.13 | 293.13
|  |  | 623 | 6.23 | 293.13 | 293.13 | 293.13
|  |  | 624 | 6.24 | 293.13 | 293.13 | 293.13
|  |  | 625 | 6.25 | 293.13 | 293.13 | 293.13
|  |  | 626 | 6.26 | 293.13 | 293.13 | 293.13
|  |  | 627 | 6.27 | 293.13 | 293.13 | 293.13
|  |  | 628 | 6.28 | 293.13 | 293.13 | 293.13
|  |  | 629 | 6.29 | 293.13 | 293.13 | 293.13
|  |  | 630 | 6.3 | 293.13 | 293.13 | 293.13
|  |  | 631 | 6.31 | 293.13 | 293.13 | 293.13
|  |  | 632 | 6.32 | 293.13 | 293.13 | 293.13
|  |  | 633 | 6.33 | 293.13 | 293.13 | 293.13
|  |  | 634 | 6.34 | 293.13 | 293.13 | 293.13
|  |  | 635 | 6.35 | 293.13 | 293.13 | 293.13
|  |  | 636 | 6.36 | 293.13 | 293.13 | 293.13
|  |  | 637 | 6.37 | 293.13 | 293.13 | 293.13
|  |  | 638 | 6.38 | 293.13 | 293.13 | 293.13
|  |  | 639 | 6.39 | 293.13 | 293.13 | 293.13
|  |  | 640 | 6.4 | 293.13 | 293.13 | 293.13
|  |  | 641 | 6.41 | 293.13 | 293.13 | 293.13
|  |  | 642 | 6.42 | 293.13 | 293.13 | 293.13
|  |  | 643 | 6.43 | 293.13 | 293.13 | 293.13
|  |  | 644 | 6.44 | 293.13 | 293.13 | 293.13
|  |  | 645 | 6.45 | 293.13 | 293.13 | 293.13
|  |  | 646 | 6.46 | 293.13 | 293.13 | 293.13
|  |  | 647 | 6.47 | 293.13 | 293.13 | 293.13
|  |  | 648 | 6.48 | 293.13 | 293.13 | 293.13
|  |  | 649 | 6.49 | 293.13 | 293.13 | 293.13
|  |  | 650 | 6.5 | 293.13 | 293.13 | 293.13
|  |  | 651 | 6.51 | 293.13 | 293.13 | 293.13
|  |  | 652 | 6.52 | 293.13 | 293.13 | 293.13
|  |  | 653 | 6.53 | 293.13 | 293.13 | 293.13
|  |  | 654 | 6.54 | 293.13 | 293.13 | 293.13
|  |  | 655 | 6.55 | 293.13 | 293.13 | 293.13
|  |  | 656 | 6.56 | 293.13 | 293.13 | 293.13
|  |  | 657 | 6.57 | 293.13 | 293.13 | 293.13
|  |  | 658 | 6.58 | 293.13 | 293.13 | 293.13
|  |  | 659 | 6.59 | 293.13 | 293.13 | 293.13
|  |  | 660 | 6.6 | 293.13 | 293.13 | 293.13
|  |  | 661 | 6.61 | 293.13 | 293.13 | 293.13
|  |  | 662 | 6.62 | 293.13 | 293.13 | 293.13
|  |  | 663 | 6.63 | 293.13 | 293.13 | 293.13
|  |  | 664 | 6.64 | 293.13 | 293.13 | 293.13
|  |  | 665 | 6.65 | 293.13 | 293.13 | 293.13
|  |  | 666 | 6.66 | 293.13 | 293.13 | 293.13
|  |  | 667 | 6.67 | 293.13 | 293.13 | 293.13
|  |  | 668 | 6.68 | 293.13 | 293.13 | 293.13
|  |  | 669 | 6.69 | 293.13 | 293.13 | 293.13
|  |  | 670 | 6.7 | 293.13 | 293.13 | 293.13
|  |  | 671 | 6.71 | 293.13 | 293.13 | 293.13
|  |  | 672 | 6.72 | 293.13 | 293.13 | 293.13
|  |  | 673 | 6.73 | 293.13 | 293.13 | 293.13
|  |  | 674 | 6.74 | 293.13 | 293.13 | 293.13
|  |  | 675 | 6.75 | 293.13 | 293.13 | 293.13
|  |  | 676 | 6.76 | 293.13 | 293.13 | 293.13
|  |  | 677 | 6.77 | 293.13 | 293.13 | 293.13
|  |  | 678 | 6.78 | 293.13 | 293.13 | 293.13
|  |  | 679 | 6.79 | 293.13 | 293.13 | 293.13
|  |  | 680 | 6.8 | 293.13 | 293.13 | 293.13
|  |  | 681 | 6.81 | 293.13 | 293.13 | 293.13
|  |  | 682 | 6.82 | 293.13 | 293.13 | 293.13
|  |  | 683 | 6.83 | 293.13 | 293.13 | 293.13
|  |  | 684 | 6.84 | 293.13 | 293.13 | 293.13
|  |  | 685 | 6.85 | 293.13 | 293.13 | 293.13
|  |  | 686 | 6.86 | 293.13 | 293.13 | 293.13
|  |  | 687 | 6.87 | 293.13 | 293.13 | 293.13
|  |  | 688 | 6.88 | 293.13 | 293.13 | 293.13
|  |  | 689 | 6.89 | 293.13 | 293.13 | 293.13
|  |  | 690 | 6.9 | 293.13 | 293.13 | 293.13
|  |  | 691 | 6.91 | 293.13 | 293.13 | 293.13
|  |  | 692 | 6.92 | 293.13 | 293.13 | 293.13
|  |  | 693 | 6.93 | 293.13 | 293.13 | 293.13
|  |  | 694 | 6.94 | 293.13 | 293.13 | 293.13
|  |  | 695 | 6.95 | 293.13 | 293.13 | 293.13
|  |  | 696 | 6.96 | 293.13 | 293.13 | 293.13
|  |  | 697 | 6.97 | 293.13 | 293.13 | 293.13
|  |  | 698 | 6.98 | 293.13 | 293.13 | 293.13
|  |  | 699 | 6.99 | 293.13 | 293.13 | 293.13
|  |  | 700 | 7 | 293.13 | 293.13 | 293.13
|  |  | 701 | 7.01 | 293.13 | 293.13 | 293.13
|  |  | 702 | 7.02 | 293.13 | 293.13 | 293.13
|  |  | 703 | 7.03 | 293.13 | 293.13 | 293.13
|  |  | 704 | 7.04 | 293.13 | 293.13 | 293.13
|  |  | 705 | 7.05 | 293.13 | 293.13 | 293.13
|  |  | 706 | 7.06 | 293.13 | 293.13 | 293.13
|  |  | 707 | 7.07 | 293.13 | 293.13 | 293.13
|  |  | 708 | 7.08 | 293.13 | 293.13 | 293.13
|  |  | 709 | 7.09 | 293.13 | 293.13 | 293.13
|  |  | 710 | 7.1 | 293.13 | 293.13 | 293.13
|  |  | 711 | 7.11 | 293.13 | 293.13 | 293.13
|  |  | 712 | 7.12 | 293.13 | 293.13 | 293.13
|  |  | 713 | 7.13 | 293.13 | 293.13 | 293.13
|  |  | 714 | 7.14 | 293.13 | 293.13 | 293.13
|  |  | 715 | 7.15 | 293.13 | 293.13 | 293.13
|  |  | 716 | 7.16 | 293.13 | 293.13 | 293.13
|  |  | 717 | 7.17 | 293.13 | 293.13 | 293.13
|  |  | 718 | 7.18 | 293.13 | 293.13 | 293.13
|  |  | 719 | 7.19 | 293.13 | 293.13 | 293.13
|  |  | 720 | 7.2 | 293.13 | 293.13 | 293.13
|  |  | 721 | 7.21 | 293.13 | 293.13 | 293.13
|  |  | 722 | 7.22 | 293.13 | 293.13 | 293.13
|  |  | 723 | 7.23 | 293.13 | 293.13 | 293.13
|  |  | 724 | 7.24 | 293.13 | 293.13 | 293.13
|  |  | 725 | 7.25 | 293.13 | 293.13 | 293.13
|  |  | 726 | 7.26 | 293.13 | 293.13 | 293.13
|  |  | 727 | 7.27 | 293.13 | 293.13 | 293.13
|  |  | 728 | 7.28 | 293.13 | 293.13 | 293.13
|  |  | 729 | 7.29 | 293.13 | 293.13 | 293.13
|  |  | 730 | 7.3 | 293.13 | 293.13 | 293.13
|  |  | 731 | 7.31 | 293.13 | 293.13 | 293.13
|  |  | 732 | 7.32 | 293.13 | 293.13 | 293.13
|  |  | 733 | 7.33 | 293.13 | 293.13 | 293.13
|  |  | 734 | 7.34 | 293.13 | 293.13 | 293.13
|  |  | 735 | 7.35 | 293.13 | 293.13 | 293.13
|  |  | 736 | 7.36 | 293.13 | 293.13 | 293.13
|  |  | 737 | 7.37 | 293.13 | 293.13 | 293.13
|  |  | 738 | 7.38 | 293.13 | 293.13 | 293.13
|  |  | 739 | 7.39 | 293.13 | 293.13 | 293.13
|  |  | 740 | 7.4 | 293.13 | 293.13 | 293.13
|  |  | 741 | 7.41 | 293.13 | 293.13 | 293.13
|  |  | 742 | 7.42 | 293.13 | 293.13 | 293.13
|  |  | 743 | 7.43 | 293.13 | 293.13 | 293.13
|  |  | 744 | 7.44 | 293.13 | 293.13 | 293.13
|  |  | 745 | 7.45 | 293.13 | 293.13 | 293.13
|  |  | 746 | 7.46 | 293.13 | 293.13 | 293.13
|  |  | 747 | 7.47 | 293.13 | 293.13 | 293.13
|  |  | 748 | 7.48 | 293.13 | 293.13 | 293.13
|  |  | 749 | 7.49 | 293.13 | 293.13 | 293.13
|  |  | 750 | 7.5 | 293.13 | 293.13 | 293.13
|  |  | 751 | 7.51 | 293.13 | 293.13 | 293.13
|  |  | 752 | 7.52 | 293.13 | 293.13 | 293.13
|  |  | 753 | 7.53 | 293.13 | 293.13 | 293.13
|  |  | 754 | 7.54 | 293.13 | 293.13 | 293.13
|  |  | 755 | 7.55 | 293.13 | 293.13 | 293.13
|  |  | 756 | 7.56 | 293.13 | 293.13 | 293.13
|  |  | 757 | 7.57 | 293.13 | 293.13 | 293.13
|  |  | 758 | 7.58 | 293.13 | 293.13 | 293.13
|  |  | 759 | 7.59 | 293.13 | 293.13 | 293.13
|  |  | 760 | 7.6 | 293.13 | 293.13 | 293.13
|  |  | 761 | 7.61 | 293.13 | 293.13 | 293.13
|  |  | 762 | 7.62 | 293.13 | 293.13 | 293.13
|  |  | 763 | 7.63 | 293.13 | 293.13 | 293.13
|  |  | 764 | 7.64 | 293.13 | 293.13 | 293.13
|  |  | 765 | 7.65 | 293.13 | 293.13 | 293.13
|  |  | 766 | 7.66 | 293.13 | 293.13 | 293.13
|  |  | 767 | 7.67 | 293.13 | 293.13 | 293.13
|  |  | 768 | 7.68 | 293.13 | 293.13 | 293.13
|  |  | 769 | 7.69 | 293.13 | 293.13 | 293.13
|  |  | 770 | 7.7 | 293.13 | 293.13 | 293.13
|  |  | 771 | 7.71 | 293.13 | 293.13 | 293.13
|  |  | 772 | 7.72 | 293.13 | 293.13 | 293.13
|  |  | 773 | 7.73 | 293.13 | 293.13 | 293.13
|  |  | 774 | 7.74 | 293.13 | 293.13 | 293.13
|  |  | 775 | 7.75 | 293.13 | 293.13 | 293.13
|  |  | 776 | 7.76 | 293.13 | 293.13 | 293.13
|  |  | 777 | 7.77 | 293.13 | 293.13 | 293.13
|  |  | 778 | 7.78 | 293.13 | 293.13 | 293.13
|  |  | 779 | 7.79 | 293.13 | 293.13 | 293.13
|  |  | 780 | 7.8 | 293.13 | 293.13 | 293.13
|  |  | 781 | 7.81 | 293.13 | 293.13 | 293.13
|  |  | 782 | 7.82 | 293.13 | 293.13 | 293.13
|  |  | 783 | 7.83 | 293.13 | 293.13 | 293.13
|  |  | 784 | 7.84 | 293.13 | 293.13 | 293.13
|  |  | 785 | 7.85 | 293.13 | 293.13 | 293.13
|  |  | 786 | 7.86 | 293.13 | 293.13 | 293.13
|  |  | 787 | 7.87 | 293.13 | 293.13 | 293.13
|  |  | 788 | 7.88 | 293.13 | 293.13 | 293.13
|  |  | 789 | 7.89 | 293.13 | 293.13 | 293.13
|  |  | 790 | 7.9 | 293.13 | 293.13 | 293.13
|  |  | 791 | 7.91 | 293.13 | 293.13 | 293.13
|  |  | 792 | 7.92 | 293.13 | 293.13 | 293.13
|  |  | 793 | 7.93 | 293.13 | 293.13 | 293.13
|  |  | 794 | 7.94 | 293.13 | 293.13 | 293.13
|  |  | 795 | 7.95 | 293.13 | 293.13 | 293.13
|  |  | 796 | 7.96 | 293.13 | 293.13 | 293.13
|  |  | 797 | 7.97 | 293.13 | 293.13 | 293.13
|  |  | 798 | 7.98 | 293.13 | 293.13 | 293.13
|  |  | 799 | 7.99 | 293.13 | 293.13 | 293.13
|  |  | 800 | 8 | 293.13 | 293.13 | 293.13
|  |  | 801 | 8.01 | 293.13 | 293.13 | 293.13
|  |  | 802 | 8.02 | 293.13 | 293.13 | 293.13
|  |  | 803 | 8.03 | 293.13 | 293.13 | 293.13
|  |  | 804 | 8.04 | 293.13 | 293.13 | 293.13
|  |  | 805 | 8.05 | 293.13 | 293.13 | 293.13
|  |  | 806 | 8.06 | 293.13 | 293.13 | 293.13
|  |  | 807 | 8.07 | 293.13 | 293.13 | 293.13
|  |  | 808 | 8.08 | 293.13 | 293.13 | 293.13
|  |  | 809 | 8.09 | 293.13 | 293.13 | 293.13
|  |  | 810 | 8.1 | 293.13 | 293.13 | 293.13
|  |  | 811 | 8.11 | 293.13 | 293.13 | 293.13
|  |  | 812 | 8.12 | 293.13 | 293.13 | 293.13
|  |  | 813 | 8.13 | 293.13 | 293.13 | 293.13
|  |  | 814 | 8.14 | 293.13 | 293.13 | 293.13
|  |  | 815 | 8.15 | 293.13 | 293.13 | 293.13
|  |  | 816 | 8.16 | 293.13 | 293.13 | 293.13
|  |  | 817 | 8.17 | 293.13 | 293.13 | 293.13
|  |  | 818 | 8.18 | 293.13 | 293.13 | 293.13
|  |  | 819 | 8.19 | 293.13 | 293.13 | 293.13
|  |  | 820 | 8.2 | 293.13 | 293.13 | 293.13
|  |  | 821 | 8.21 | 293.13 | 293.13 | 293.13
|  |  | 822 | 8.22 | 293.13 | 293.13 | 293.13
|  |  | 823 | 8.23 | 293.13 | 293.13 | 293.13
|  |  | 824 | 8.24 | 293.13 | 293.13 | 293.13
|  |  | 825 | 8.25 | 293.13 | 293.13 | 293.13
|  |  | 826 | 8.26 | 293.13 | 293.13 | 293.13
|  |  | 827 | 8.27 | 293.13 | 293.13 | 293.13
|  |  | 828 | 8.28 | 293.13 | 293.13 | 293.13
|  |  | 829 | 8.29 | 293.13 | 293.13 | 293.13
|  |  | 830 | 8.3 | 293.13 | 293.13 | 293.13
|  |  | 831 | 8.31 | 293.13 | 293.13 | 293.13
|  |  | 832 | 8.32 | 293.13 | 293.13 | 293.13
|  |  | 833 | 8.33 | 293.13 | 293.13 | 293.13
|  |  | 834 | 8.34 | 293.13 | 293.13 | 293.13
|  |  | 835 | 8.35 | 293.13 | 293.13 | 293.13
|  |  | 836 | 8.36 | 293.13 | 293.13 | 293.13
|  |  | 837 | 8.37 | 293.13 | 293.13 | 293.13
|  |  | 838 | 8.38 | 293.13 | 293.13 | 293.13
|  |  | 839 | 8.39 | 293.13 | 293.13 | 293.13
|  |  | 840 | 8.4 | 293.13 | 293.13 | 293.13
|  |  | 841 | 8.41 | 293.13 | 293.13 | 293.13
|  |  | 842 | 8.42 | 293.13 | 293.13 | 293.13
|  |  | 843 | 8.43 | 293.13 | 293.13 | 293.13
|  |  | 844 | 8.44 | 293.13 | 293.13 | 293.13
|  |  | 845 | 8.45 | 293.13 | 293.13 | 293.13
|  |  | 846 | 8.46 | 293.13 | 293.13 | 293.13
|  |  | 847 | 8.47 | 293.13 | 293.13 | 293.13
|  |  | 848 | 8.48 | 293.13 | 293.13 | 293.13
|  |  | 849 | 8.49 | 293.13 | 293.13 | 293.13
|  |  | 850 | 8.5 | 293.13 | 293.13 | 293.13
|  |  | 851 | 8.51 | 293.13 | 293.13 | 293.13
|  |  | 852 | 8.52 | 293.13 | 293.13 | 293.13
|  |  | 853 | 8.53 | 293.13 | 293.13 | 293.13
|  |  | 854 | 8.54 | 293.13 | 293.13 | 293.13
|  |  | 855 | 8.55 | 293.13 | 293.13 | 293.13
|  |  | 856 | 8.56 | 293.13 | 293.13 | 293.13
|  |  | 857 | 8.57 | 293.13 | 293.13 | 293.13
|  |  | 858 | 8.58 | 293.13 | 293.13 | 293.13
|  |  | 859 | 8.59 | 293.13 | 293.13 | 293.13
|  |  | 860 | 8.6 | 293.13 | 293.13 | 293.13
|  |  | 861 | 8.61 | 293.13 | 293.13 | 293.13
|  |  | 862 | 8.62 | 293.13 | 293.13 | 293.13
|  |  | 863 | 8.63 | 293.13 | 293.13 | 293.13
|  |  | 864 | 8.64 | 293.13 | 293.13 | 293.13
|  |  | 865 | 8.65 | 293.13 | 293.13 | 293.13
|  |  | 866 | 8.66 | 293.13 | 293.13 | 293.13
|  |  | 867 | 8.67 | 293.13 | 293.13 | 293.13
|  |  | 868 | 8.68 | 293.13 | 293.13 | 293.13
|  |  | 869 | 8.69 | 293.13 | 293.13 | 293.13
|  |  | 870 | 8.7 | 293.13 | 293.13 | 293.13
|  |  | 871 | 8.71 | 293.13 | 293.13 | 293.13
|  |  | 872 | 8.72 | 293.13 | 293.13 | 293.13
|  |  | 873 | 8.73 | 293.13 | 293.13 | 293.13
|  |  | 874 | 8.74 | 293.13 | 293.13 | 293.13
|  |  | 875 | 8.75 | 293.13 | 293.13 | 293.13
|  |  | 876 | 8.76 | 293.13 | 293.13 | 293.13
|  |  | 877 | 8.77 | 293.13 | 293.13 | 293.13
|  |  | 878 | 8.78 | 293.13 | 293.13 | 293.13
|  |  | 879 | 8.79 | 293.13 | 293.13 | 293.13
|  |  | 880 | 8.8 | 293.13 | 293.13 | 293.13
|  |  | 881 | 8.81 | 293.13 | 293.13 | 293.13
|  |  | 882 | 8.82 | 293.13 | 293.13 | 293.13
|  |  | 883 | 8.83 | 293.13 | 293.13 | 293.13
|  |  | 884 | 8.84 | 293.13 | 293.13 | 293.13
|  |  | 885 | 8.85 | 293.13 | 293.13 | 293.13
|  |  | 886 | 8.86 | 293.13 | 293.13 | 293.13
|  |  | 887 | 8.87 | 293.13 | 293.13 | 293.13
|  |  | 888 | 8.88 | 293.13 | 293.13 | 293.13
|  |  | 889 | 8.89 | 293.13 | 293.13 | 293.13
|  |  | 890 | 8.9 | 293.13 | 293.13 | 293.13
|  |  | 891 | 8.91 | 293.13 | 293.13 | 293.13
|  |  | 892 | 8.92 | 293.13 | 293.13 | 293.13
|  |  | 893 | 8.93 | 293.13 | 293.13 | 293.13
|  |  | 894 | 8.94 | 293.13 | 293.13 | 293.13
|  |  | 895 | 8.95 | 293.13 | 293.13 | 293.13
|  |  | 896 | 8.96 | 293.13 | 293.13 | 293.13
|  |  | 897 | 8.97 | 293.13 | 293.13 | 293.13
|  |  | 898 | 8.98 | 293.13 | 293.13 | 293.13
|  |  | 899 | 8.99 | 293.13 | 293.13 | 293.13
|  |  | 900 | 9 | 293.13 | 293.13 | 293.13
|  |  | 901 | 9.01 | 293.13 | 293.13 | 293.13
|  |  | 902 | 9.02 | 293.13 | 293.13 | 293.13
|  |  | 903 | 9.03 | 293.13 | 293.13 | 293.13
|  |  | 904 | 9.04 | 293.13 | 293.13 | 293.13
|  |  | 905 | 9.05 | 293.13 | 293.13 | 293.13
|  |  | 906 | 9.06 | 293.13 | 293.13 | 293.13
|  |  | 907 | 9.07 | 293.13 | 293.13 | 293.13
|  |  | 908 | 9.08 | 293.13 | 293.13 | 293.13
|  |  | 909 | 9.09 | 293.13 | 293.13 | 293.13
|  |  | 910 | 9.1 | 293.13 | 293.13 | 293.13
|  |  | 911 | 9.11 | 293.13 | 293.13 | 293.13
|  |  | 912 | 9.12 | 293.13 | 293.13 | 293.13
|  |  | 913 | 9.13 | 293.13 | 293.13 | 293.13
|  |  | 914 | 9.14 | 293.13 | 293.13 | 293.13
|  |  | 915 | 9.15 | 293.13 | 293.13 | 293.13
|  |  | 916 | 9.16 | 293.13 | 293.13 | 293.13
|  |  | 917 | 9.17 | 293.13 | 293.13 | 293.13
|  |  | 918 | 9.18 | 293.13 | 293.13 | 293.13
|  |  | 919 | 9.19 | 293.13 | 293.13 | 293.13
|  |  | 920 | 9.2 | 293.13 | 293.13 | 293.13
|  |  | 921 | 9.21 | 293.13 | 293.13 | 293.13
|  |  | 922 | 9.22 | 293.13 | 293.13 | 293.13
|  |  | 923 | 9.23 | 293.13 | 293.13 | 293.13
|  |  | 924 | 9.24 | 293.13 | 293.13 | 293.13
|  |  | 925 | 9.25 | 293.13 | 293.13 | 293.13
|  |  | 926 | 9.26 | 293.13 | 293.13 | 293.13
|  |  | 927 | 9.27 | 293.13 | 293.13 | 293.13
|  |  | 928 | 9.28 | 293.13 | 293.13 | 293.13
|  |  | 929 | 9.29 | 293.13 | 293.13 | 293.13
|  |  | 930 | 9.3 | 293.13 | 293.13 | 293.13
|  |  | 931 | 9.31 | 293.13 | 293.13 | 293.13
|  |  | 932 | 9.32 | 293.13 | 293.13 | 293.13
|  |  | 933 | 9.33 | 293.13 | 293.13 | 293.13
|  |  | 934 | 9.34 | 293.13 | 293.13 | 293.13
|  |  | 935 | 9.35 | 293.13 | 293.13 | 293.13
|  |  | 936 | 9.36 | 293.13 | 293.13 | 293.13
|  |  | 937 | 9.37 | 293.13 | 293.13 | 293.13
|  |  | 938 | 9.38 | 293.13 | 293.13 | 293.13
|  |  | 939 | 9.39 | 293.13 | 293.13 | 293.13
|  |  | 940 | 9.4 | 293.13 | 293.13 | 293.13
|  |  | 941 | 9.41 | 293.13 | 293.13 | 293.13
|  |  | 942 | 9.42 | 293.13 | 293.13 | 293.13
|  |  | 943 | 9.43 | 293.13 | 293.13 | 293.13
|  |  | 944 | 9.44 | 293.13 | 293.13 | 293.13
|  |  | 945 | 9.45 | 293.13 | 293.13 | 293.13
|  |  | 946 | 9.46 | 293.13 | 293.13 | 293.13
|  |  | 947 | 9.47 | 293.13 | 293.13 | 293.13
|  |  | 948 | 9.48 | 293.13 | 293.13 | 293.13
|  |  | 949 | 9.49 | 293.13 | 293.13 | 293.13
|  |  | 950 | 9.5 | 293.13 | 293.13 | 293.13
|  |  | 951 | 9.51 | 293.13 | 293.13 | 293.13
|  |  | 952 | 9.52 | 293.13 | 293.13 | 293.13
|  |  | 953 | 9.53 | 293.13 | 293.13 | 293.13
|  |  | 954 | 9.54 | 293.13 | 293.13 | 293.13
|  |  | 955 | 9.55 | 293.13 | 293.13 | 293.13
|  |  | 956 | 9.56 | 293.13 | 293.13 | 293.13
|  |  | 957 | 9.57 | 293.13 | 293.13 | 293.13
|  |  | 958 | 9.58 | 293.13 | 293.13 | 293.13
|  |  | 959 | 9.59 | 293.13 | 293.13 | 293.13
|  |  | 960 | 9.6 | 293.13 | 293.13 | 293.13
|  |  | 961 | 9.61 | 293.13 | 293.13 | 293.13
|  |  | 962 | 9.62 | 293.13 | 293.13 | 293.13
|  |  | 963 | 9.63 | 293.13 | 293.13 | 293.13
|  |  | 964 | 9.64 | 293.13 | 293.13 | 293.13
|  |  | 965 | 9.65 | 293.13 | 293.13 | 293.13
|  |  | 966 | 9.66 | 293.13 | 293.13 | 293.13
|  |  | 967 | 9.67 | 293.13 | 293.13 | 293.13
|  |  | 968 | 9.68 | 293.13 | 293.13 | 293.13
|  |  | 969 | 9.69 | 293.13 | 293.13 | 293.13
|  |  | 970 | 9.7 | 293.13 | 293.13 | 293.13
|  |  | 971 | 9.71 | 293.13 | 293.13 | 293.13
|  |  | 972 | 9.72 | 293.13 | 293.13 | 293.13
|  |  | 973 | 9.73 | 293.13 | 293.13 | 293.13
|  |  | 974 | 9.74 | 293.13 | 293.13 | 293.13
|  |  | 975 | 9.75 | 293.13 | 293.13 | 293.13
|  |  | 976 | 9.76 | 293.13 | 293.13 | 293.13
|  |  | 977 | 9.77 | 293.13 | 293.13 | 293.13
|  |  | 978 | 9.78 | 293.13 | 293.13 | 293.13
|  |  | 979 | 9.79 | 293.13 | 293.13 | 293.13
|  |  | 980 | 9.8 | 293.13 | 293.13 | 293.13
|  |  | 981 | 9.81 | 293.13 | 293.13 | 293.13
|  |  | 982 | 9.82 | 293.13 | 293.13 | 293.13
|  |  | 983 | 9.83 | 293.13 | 293.13 | 293.13
|  |  | 984 | 9.84 | 293.13 | 293.13 | 293.13
|  |  | 985 | 9.85 | 293.13 | 293.13 | 293.13
|  |  | 986 | 9.86 | 293.13 | 293.13 | 293.13
|  |  | 987 | 9.87 | 293.13 | 293.13 | 293.13
|  |  | 988 | 9.88 | 293.13 | 293.13 | 293.13
|  |  | 989 | 9.89 | 293.13 | 293.13 | 293.13
|  |  | 990 | 9.9 | 293.13 | 293.13 | 293.13
|  |  | 991 | 9.91 | 293.13 | 293.13 | 293.13
|  |  | 992 | 9.92 | 293.13 | 293.13 | 293.13
|  |  | 993 | 9.93 | 293.13 | 293.13 | 293.13
|  |  | 994 | 9.94 | 293.13 | 293.13 | 293.13
|  |  | 995 | 9.95 | 293.13 | 293.13 | 293.13
|  |  | 996 | 9.96 | 293.13 | 293.13 | 293.13
|  |  | 997 | 9.97 | 293.13 | 293.13 | 293.13
|  |  | 998 | 9.98 | 293.13 | 293.13 | 293.13
|  |  | 999 | 9.99 | 293.13 | 293.13 | 293.13
|  |  | 1000 | 10 | 293.13 | 293.13 | 293.13
Notes: 1.173 m path length, 1L water heated to 40 and flowed at 4 mL/min to equilibrium at exit.
Thermal conductivities only available at 20-25 deg. for solids.
Thermal conductivities of liquids used at appropriate temperature if available in literature.
Deionised water used for initial test

## 1.11 Acetone
| Link | Thermal Conductivity (λ) @ 25 °C | I.D (mm) | O.D (mm) | Wall thickness (mm) | Reservoir Temperature (K) | Density (g/mL) | Heat Capacity (J/g.K)
PEEK 1/16 | http://www.goodfellow.com/A/Polyetheretherketone.html | 0.25 | 0.75 | 1.5875 | 0.8375
PEEK 1/32 |  | 0.25 | 0.5 | 0.7938 | 0.2938
Acetone (40 °C) | http://ion.chem.usu.edu/~sbialkow/Research/Tablevalues.html | 0.161 |  |  |  | 313.13 | 0.79 | 2.17
Air |  | 0.02735 |  |  |  | 293.13
Pipe Heat Loss
https://www.engineeringtoolbox.com/water-flow-rates-heating-systems-d_659.html
Tin
Tsolv | 313.13 |  | V̇ (m3/s) | volumetric flowrate |  | 6.6667e-08
Wall thickness (m) | 0.0008375 |  | Q (kW, kJ/s) | heat flowrate |  | 5.7713e-05
Nu | 3.66 |  | Cp (kJ/kg.K) | heat capacity |  | 2.17
Length Total (m) | 1.173 |  | ρ (kg/m3) | density |  | 790
L (increment) (m) | 0.01 |  | Tin (K) | (Tsolv) |  | 313.13
Max iterations (set in options) | 117.3 |  | Tout (K) | Calculated exit temp |  | 312.625
r (using outer diameter for surface) m | 0.00079375
D (using inner diameter for volume) m | 0.00075 |  | Curve Fit for Temperature Loss
r1 | 0.000375
r2 | 0.00079375 |  |  |  | Tin | Tout
αWater | 785.68 |  |  |  | 313.13 | 312.625
αAir | 35
ΔT (Tsolv - Tair) (K) | 20
k | 57.8601 |  | Iteration | Length | Temperature In | Temperature Out | Room Temperature
A (m2) | 4.9873e-05 |  | 0 | 0 | 313.13 | 312.625 | 293.13
Pi | 3.1416 |  | 1 | 0.01 | 312.625 | 312.1328 | 293.13
Q (W or J/s) | 0.057713 |  | 2 | 0.02 | 312.1328 | 311.653 | 293.13
Flowrate (mL/min) | 4 |  | 3 | 0.03 | 311.653 | 311.1853 | 293.13
|  |  | 4 | 0.04 | 311.1853 | 310.7294 | 293.13
|  |  | 5 | 0.05 | 310.7294 | 310.285 | 293.13
|  |  | 6 | 0.06 | 310.285 | 309.8519 | 293.13
|  |  | 7 | 0.07 | 309.8519 | 309.4297 | 293.13
|  |  | 8 | 0.08 | 309.4297 | 309.0181 | 293.13
|  |  | 9 | 0.09 | 309.0181 | 308.617 | 293.13
|  |  | 10 | 0.1 | 308.617 | 308.2259 | 293.13
|  |  | 11 | 0.11 | 308.2259 | 307.8448 | 293.13
|  |  | 12 | 0.12 | 307.8448 | 307.4732 | 293.13
|  |  | 13 | 0.13 | 307.4732 | 307.1111 | 293.13
|  |  | 14 | 0.14 | 307.1111 | 306.7581 | 293.13
|  |  | 15 | 0.15 | 306.7581 | 306.414 | 293.13
|  |  | 16 | 0.16 | 306.414 | 306.0786 | 293.13
|  |  | 17 | 0.17 | 306.0786 | 305.7516 | 293.13
|  |  | 18 | 0.18 | 305.7516 | 305.4329 | 293.13
|  |  | 19 | 0.19 | 305.4329 | 305.1223 | 293.13
|  |  | 20 | 0.2 | 305.1223 | 304.8195 | 293.13
|  |  | 21 | 0.21 | 304.8195 | 304.5243 | 293.13
|  |  | 22 | 0.22 | 304.5243 | 304.2366 | 293.13
|  |  | 23 | 0.23 | 304.2366 | 303.9562 | 293.13
|  |  | 24 | 0.24 | 303.9562 | 303.6829 | 293.13
|  |  | 25 | 0.25 | 303.6829 | 303.4164 | 293.13
|  |  | 26 | 0.26 | 303.4164 | 303.1567 | 293.13
|  |  | 27 | 0.27 | 303.1567 | 302.9035 | 293.13
|  |  | 28 | 0.28 | 302.9035 | 302.6567 | 293.13
|  |  | 29 | 0.29 | 302.6567 | 302.4162 | 293.13
|  |  | 30 | 0.3 | 302.4162 | 302.1817 | 293.13
|  |  | 31 | 0.31 | 302.1817 | 301.9532 | 293.13
|  |  | 32 | 0.32 | 301.9532 | 301.7304 | 293.13
|  |  | 33 | 0.33 | 301.7304 | 301.5133 | 293.13
|  |  | 34 | 0.34 | 301.5133 | 301.3016 | 293.13
|  |  | 35 | 0.35 | 301.3016 | 301.0953 | 293.13
|  |  | 36 | 0.36 | 301.0953 | 300.8941 | 293.13
|  |  | 37 | 0.37 | 300.8941 | 300.6981 | 293.13
|  |  | 38 | 0.38 | 300.6981 | 300.507 | 293.13
|  |  | 39 | 0.39 | 300.507 | 300.3208 | 293.13
|  |  | 40 | 0.4 | 300.3208 | 300.1392 | 293.13
|  |  | 41 | 0.41 | 300.1392 | 299.9622 | 293.13
|  |  | 42 | 0.42 | 299.9622 | 299.7897 | 293.13
|  |  | 43 | 0.43 | 299.7897 | 299.6216 | 293.13
|  |  | 44 | 0.44 | 299.6216 | 299.4577 | 293.13
|  |  | 45 | 0.45 | 299.4577 | 299.2979 | 293.13
|  |  | 46 | 0.46 | 299.2979 | 299.1421 | 293.13
|  |  | 47 | 0.47 | 299.1421 | 298.9903 | 293.13
|  |  | 48 | 0.48 | 298.9903 | 298.8424 | 293.13
|  |  | 49 | 0.49 | 298.8424 | 298.6981 | 293.13
|  |  | 50 | 0.5 | 298.6981 | 298.5576 | 293.13
|  |  | 51 | 0.51 | 298.5576 | 298.4205 | 293.13
|  |  | 52 | 0.52 | 298.4205 | 298.2869 | 293.13
|  |  | 53 | 0.53 | 298.2869 | 298.1567 | 293.13
|  |  | 54 | 0.54 | 298.1567 | 298.0298 | 293.13
|  |  | 55 | 0.55 | 298.0298 | 297.9061 | 293.13
|  |  | 56 | 0.56 | 297.9061 | 297.7855 | 293.13
|  |  | 57 | 0.57 | 297.7855 | 297.6679 | 293.13
|  |  | 58 | 0.58 | 297.6679 | 297.5534 | 293.13
|  |  | 59 | 0.59 | 297.5534 | 297.4417 | 293.13
|  |  | 60 | 0.6 | 297.4417 | 297.3328 | 293.13
|  |  | 61 | 0.61 | 297.3328 | 297.2267 | 293.13
|  |  | 62 | 0.62 | 297.2267 | 297.1233 | 293.13
|  |  | 63 | 0.63 | 297.1233 | 297.0224 | 293.13
|  |  | 64 | 0.64 | 297.0224 | 296.9242 | 293.13
|  |  | 65 | 0.65 | 296.9242 | 296.8284 | 293.13
|  |  | 66 | 0.66 | 296.8284 | 296.735 | 293.13
|  |  | 67 | 0.67 | 296.735 | 296.6439 | 293.13
|  |  | 68 | 0.68 | 296.6439 | 296.5552 | 293.13
|  |  | 69 | 0.69 | 296.5552 | 296.4687 | 293.13
|  |  | 70 | 0.7 | 296.4687 | 296.3844 | 293.13
|  |  | 71 | 0.71 | 296.3844 | 296.3023 | 293.13
|  |  | 72 | 0.72 | 296.3023 | 296.2222 | 293.13
|  |  | 73 | 0.73 | 296.2222 | 296.1441 | 293.13
|  |  | 74 | 0.74 | 296.1441 | 296.068 | 293.13
|  |  | 75 | 0.75 | 296.068 | 295.9938 | 293.13
|  |  | 76 | 0.76 | 295.9938 | 295.9215 | 293.13
|  |  | 77 | 0.77 | 295.9215 | 295.851 | 293.13
|  |  | 78 | 0.78 | 295.851 | 295.7823 | 293.13
|  |  | 79 | 0.79 | 295.7823 | 295.7153 | 293.13
|  |  | 80 | 0.8 | 295.7153 | 295.6501 | 293.13
|  |  | 81 | 0.81 | 295.6501 | 295.5864 | 293.13
|  |  | 82 | 0.82 | 295.5864 | 295.5244 | 293.13
|  |  | 83 | 0.83 | 295.5244 | 295.464 | 293.13
|  |  | 84 | 0.84 | 295.464 | 295.405 | 293.13
|  |  | 85 | 0.85 | 295.405 | 295.3476 | 293.13
|  |  | 86 | 0.86 | 295.3476 | 295.2916 | 293.13
|  |  | 87 | 0.87 | 295.2916 | 295.237 | 293.13
|  |  | 88 | 0.88 | 295.237 | 295.1838 | 293.13
|  |  | 89 | 0.89 | 295.1838 | 295.132 | 293.13
|  |  | 90 | 0.9 | 295.132 | 295.0814 | 293.13
|  |  | 91 | 0.91 | 295.0814 | 295.0321 | 293.13
|  |  | 92 | 0.92 | 295.0321 | 294.9841 | 293.13
|  |  | 93 | 0.93 | 294.9841 | 294.9373 | 293.13
|  |  | 94 | 0.94 | 294.9373 | 294.8917 | 293.13
|  |  | 95 | 0.95 | 294.8917 | 294.8472 | 293.13
|  |  | 96 | 0.96 | 294.8472 | 294.8038 | 293.13
|  |  | 97 | 0.97 | 294.8038 | 294.7616 | 293.13
|  |  | 98 | 0.98 | 294.7616 | 294.7204 | 293.13
|  |  | 99 | 0.99 | 294.7204 | 294.6802 | 293.13
|  |  | 100 | 1 | 294.6802 | 294.6411 | 293.13
|  |  | 101 | 1.01 | 294.6411 | 294.6029 | 293.13
|  |  | 102 | 1.02 | 294.6029 | 294.5657 | 293.13
|  |  | 103 | 1.03 | 294.5657 | 294.5295 | 293.13
|  |  | 104 | 1.04 | 294.5295 | 294.4941 | 293.13
|  |  | 105 | 1.05 | 294.4941 | 294.4597 | 293.13
|  |  | 106 | 1.06 | 294.4597 | 294.4261 | 293.13
|  |  | 107 | 1.07 | 294.4261 | 294.3934 | 293.13
|  |  | 108 | 1.08 | 294.3934 | 294.3615 | 293.13
|  |  | 109 | 1.09 | 294.3615 | 294.3304 | 293.13
|  |  | 110 | 1.1 | 294.3304 | 294.3001 | 293.13
|  |  | 111 | 1.11 | 294.3001 | 294.2706 | 293.13
|  |  | 112 | 1.12 | 294.2706 | 294.2418 | 293.13
|  |  | 113 | 1.13 | 294.2418 | 294.2137 | 293.13
|  |  | 114 | 1.14 | 294.2137 | 294.1863 | 293.13
|  |  | 115 | 1.15 | 294.1863 | 294.1596 | 293.13
|  |  | 116 | 1.16 | 294.1596 | 294.1337 | 293.13
|  |  | 117 | 1.17 | 294.1337 | 294.1083 | 293.13
|  |  | 118 | 1.18 | 294.1083 | 294.0836 | 293.13
|  |  | 119 | 1.19 | 294.0836 | 294.0595 | 293.13
|  |  | 120 | 1.2 | 294.0595 | 294.0361 | 293.13
|  |  | 121 | 1.21 | 294.0361 | 294.0132 | 293.13
|  |  | 122 | 1.22 | 294.0132 | 293.9909 | 293.13
|  |  | 123 | 1.23 | 293.9909 | 293.9691 | 293.13
|  |  | 124 | 1.24 | 293.9691 | 293.948 | 293.13
|  |  | 125 | 1.25 | 293.948 | 293.9273 | 293.13
|  |  | 126 | 1.26 | 293.9273 | 293.9072 | 293.13
|  |  | 127 | 1.27 | 293.9072 | 293.8876 | 293.13
|  |  | 128 | 1.28 | 293.8876 | 293.8684 | 293.13
|  |  | 129 | 1.29 | 293.8684 | 293.8498 | 293.13
|  |  | 130 | 1.3 | 293.8498 | 293.8316 | 293.13
|  |  | 131 | 1.31 | 293.8316 | 293.8139 | 293.13
|  |  | 132 | 1.32 | 293.8139 | 293.7966 | 293.13
|  |  | 133 | 1.33 | 293.7966 | 293.7798 | 293.13
|  |  | 134 | 1.34 | 293.7798 | 293.7634 | 293.13
|  |  | 135 | 1.35 | 293.7634 | 293.7474 | 293.13
|  |  | 136 | 1.36 | 293.7474 | 293.7318 | 293.13
|  |  | 137 | 1.37 | 293.7318 | 293.7166 | 293.13
|  |  | 138 | 1.38 | 293.7166 | 293.7018 | 293.13
|  |  | 139 | 1.39 | 293.7018 | 293.6874 | 293.13
|  |  | 140 | 1.4 | 293.6874 | 293.6733 | 293.13
|  |  | 141 | 1.41 | 293.6733 | 293.6596 | 293.13
|  |  | 142 | 1.42 | 293.6596 | 293.6462 | 293.13
|  |  | 143 | 1.43 | 293.6462 | 293.6332 | 293.13
|  |  | 144 | 1.44 | 293.6332 | 293.6205 | 293.13
|  |  | 145 | 1.45 | 293.6205 | 293.6081 | 293.13
|  |  | 146 | 1.46 | 293.6081 | 293.596 | 293.13
|  |  | 147 | 1.47 | 293.596 | 293.5842 | 293.13
|  |  | 148 | 1.48 | 293.5842 | 293.5728 | 293.13
|  |  | 149 | 1.49 | 293.5728 | 293.5616 | 293.13
|  |  | 150 | 1.5 | 293.5616 | 293.5507 | 293.13
|  |  | 151 | 1.51 | 293.5507 | 293.5401 | 293.13
|  |  | 152 | 1.52 | 293.5401 | 293.5297 | 293.13
|  |  | 153 | 1.53 | 293.5297 | 293.5196 | 293.13
|  |  | 154 | 1.54 | 293.5196 | 293.5098 | 293.13
|  |  | 155 | 1.55 | 293.5098 | 293.5002 | 293.13
|  |  | 156 | 1.56 | 293.5002 | 293.4909 | 293.13
|  |  | 157 | 1.57 | 293.4909 | 293.4817 | 293.13
|  |  | 158 | 1.58 | 293.4817 | 293.4729 | 293.13
|  |  | 159 | 1.59 | 293.4729 | 293.4642 | 293.13
|  |  | 160 | 1.6 | 293.4642 | 293.4558 | 293.13
|  |  | 161 | 1.61 | 293.4558 | 293.4475 | 293.13
|  |  | 162 | 1.62 | 293.4475 | 293.4395 | 293.13
|  |  | 163 | 1.63 | 293.4395 | 293.4317 | 293.13
|  |  | 164 | 1.64 | 293.4317 | 293.4241 | 293.13
|  |  | 165 | 1.65 | 293.4241 | 293.4167 | 293.13
|  |  | 166 | 1.66 | 293.4167 | 293.4094 | 293.13
|  |  | 167 | 1.67 | 293.4094 | 293.4024 | 293.13
|  |  | 168 | 1.68 | 293.4024 | 293.3955 | 293.13
|  |  | 169 | 1.69 | 293.3955 | 293.3888 | 293.13
|  |  | 170 | 1.7 | 293.3888 | 293.3823 | 293.13
|  |  | 171 | 1.71 | 293.3823 | 293.3759 | 293.13
|  |  | 172 | 1.72 | 293.3759 | 293.3697 | 293.13
|  |  | 173 | 1.73 | 293.3697 | 293.3636 | 293.13
|  |  | 174 | 1.74 | 293.3636 | 293.3577 | 293.13
|  |  | 175 | 1.75 | 293.3577 | 293.352 | 293.13
|  |  | 176 | 1.76 | 293.352 | 293.3464 | 293.13
|  |  | 177 | 1.77 | 293.3464 | 293.3409 | 293.13
|  |  | 178 | 1.78 | 293.3409 | 293.3356 | 293.13
|  |  | 179 | 1.79 | 293.3356 | 293.3304 | 293.13
|  |  | 180 | 1.8 | 293.3304 | 293.3253 | 293.13
|  |  | 181 | 1.81 | 293.3253 | 293.3204 | 293.13
|  |  | 182 | 1.82 | 293.3204 | 293.3156 | 293.13
|  |  | 183 | 1.83 | 293.3156 | 293.3109 | 293.13
|  |  | 184 | 1.84 | 293.3109 | 293.3063 | 293.13
|  |  | 185 | 1.85 | 293.3063 | 293.3019 | 293.13
|  |  | 186 | 1.86 | 293.3019 | 293.2975 | 293.13
|  |  | 187 | 1.87 | 293.2975 | 293.2933 | 293.13
|  |  | 188 | 1.88 | 293.2933 | 293.2892 | 293.13
|  |  | 189 | 1.89 | 293.2892 | 293.2852 | 293.13
|  |  | 190 | 1.9 | 293.2852 | 293.2813 | 293.13
|  |  | 191 | 1.91 | 293.2813 | 293.2774 | 293.13
|  |  | 192 | 1.92 | 293.2774 | 293.2737 | 293.13
|  |  | 193 | 1.93 | 293.2737 | 293.2701 | 293.13
|  |  | 194 | 1.94 | 293.2701 | 293.2665 | 293.13
|  |  | 195 | 1.95 | 293.2665 | 293.2631 | 293.13
|  |  | 196 | 1.96 | 293.2631 | 293.2597 | 293.13
|  |  | 197 | 1.97 | 293.2597 | 293.2565 | 293.13
|  |  | 198 | 1.98 | 293.2565 | 293.2533 | 293.13
|  |  | 199 | 1.99 | 293.2533 | 293.2502 | 293.13
|  |  | 200 | 2 | 293.2502 | 293.2471 | 293.13
|  |  | 201 | 2.01 | 293.2471 | 293.2442 | 293.13
|  |  | 202 | 2.02 | 293.2442 | 293.2413 | 293.13
|  |  | 203 | 2.03 | 293.2413 | 293.2385 | 293.13
|  |  | 204 | 2.04 | 293.2385 | 293.2357 | 293.13
|  |  | 205 | 2.05 | 293.2357 | 293.2331 | 293.13
|  |  | 206 | 2.06 | 293.2331 | 293.2305 | 293.13
|  |  | 207 | 2.07 | 293.2305 | 293.2279 | 293.13
|  |  | 208 | 2.08 | 293.2279 | 293.2255 | 293.13
|  |  | 209 | 2.09 | 293.2255 | 293.223 | 293.13
|  |  | 210 | 2.1 | 293.223 | 293.2207 | 293.13
|  |  | 211 | 2.11 | 293.2207 | 293.2184 | 293.13
|  |  | 212 | 2.12 | 293.2184 | 293.2162 | 293.13
|  |  | 213 | 2.13 | 293.2162 | 293.214 | 293.13
|  |  | 214 | 2.14 | 293.214 | 293.2119 | 293.13
|  |  | 215 | 2.15 | 293.2119 | 293.2098 | 293.13
|  |  | 216 | 2.16 | 293.2098 | 293.2078 | 293.13
|  |  | 217 | 2.17 | 293.2078 | 293.2058 | 293.13
|  |  | 218 | 2.18 | 293.2058 | 293.2039 | 293.13
|  |  | 219 | 2.19 | 293.2039 | 293.202 | 293.13
|  |  | 220 | 2.2 | 293.202 | 293.2002 | 293.13
|  |  | 221 | 2.21 | 293.2002 | 293.1985 | 293.13
|  |  | 222 | 2.22 | 293.1985 | 293.1967 | 293.13
|  |  | 223 | 2.23 | 293.1967 | 293.195 | 293.13
|  |  | 224 | 2.24 | 293.195 | 293.1934 | 293.13
|  |  | 225 | 2.25 | 293.1934 | 293.1918 | 293.13
|  |  | 226 | 2.26 | 293.1918 | 293.1902 | 293.13
|  |  | 227 | 2.27 | 293.1902 | 293.1887 | 293.13
|  |  | 228 | 2.28 | 293.1887 | 293.1872 | 293.13
|  |  | 229 | 2.29 | 293.1872 | 293.1858 | 293.13
|  |  | 230 | 2.3 | 293.1858 | 293.1844 | 293.13
|  |  | 231 | 2.31 | 293.1844 | 293.183 | 293.13
|  |  | 232 | 2.32 | 293.183 | 293.1817 | 293.13
|  |  | 233 | 2.33 | 293.1817 | 293.1804 | 293.13
|  |  | 234 | 2.34 | 293.1804 | 293.1791 | 293.13
|  |  | 235 | 2.35 | 293.1791 | 293.1779 | 293.13
|  |  | 236 | 2.36 | 293.1779 | 293.1766 | 293.13
|  |  | 237 | 2.37 | 293.1766 | 293.1755 | 293.13
|  |  | 238 | 2.38 | 293.1755 | 293.1743 | 293.13
|  |  | 239 | 2.39 | 293.1743 | 293.1732 | 293.13
|  |  | 240 | 2.4 | 293.1732 | 293.1721 | 293.13
|  |  | 241 | 2.41 | 293.1721 | 293.171 | 293.13
|  |  | 242 | 2.42 | 293.171 | 293.17 | 293.13
|  |  | 243 | 2.43 | 293.17 | 293.169 | 293.13
|  |  | 244 | 2.44 | 293.169 | 293.168 | 293.13
|  |  | 245 | 2.45 | 293.168 | 293.1671 | 293.13
|  |  | 246 | 2.46 | 293.1671 | 293.1661 | 293.13
|  |  | 247 | 2.47 | 293.1661 | 293.1652 | 293.13
|  |  | 248 | 2.48 | 293.1652 | 293.1643 | 293.13
|  |  | 249 | 2.49 | 293.1643 | 293.1635 | 293.13
|  |  | 250 | 2.5 | 293.1635 | 293.1626 | 293.13
|  |  | 251 | 2.51 | 293.1626 | 293.1618 | 293.13
|  |  | 252 | 2.52 | 293.1618 | 293.161 | 293.13
|  |  | 253 | 2.53 | 293.161 | 293.1602 | 293.13
|  |  | 254 | 2.54 | 293.1602 | 293.1594 | 293.13
|  |  | 255 | 2.55 | 293.1594 | 293.1587 | 293.13
|  |  | 256 | 2.56 | 293.1587 | 293.158 | 293.13
|  |  | 257 | 2.57 | 293.158 | 293.1573 | 293.13
|  |  | 258 | 2.58 | 293.1573 | 293.1566 | 293.13
|  |  | 259 | 2.59 | 293.1566 | 293.1559 | 293.13
|  |  | 260 | 2.6 | 293.1559 | 293.1553 | 293.13
|  |  | 261 | 2.61 | 293.1553 | 293.1546 | 293.13
|  |  | 262 | 2.62 | 293.1546 | 293.154 | 293.13
|  |  | 263 | 2.63 | 293.154 | 293.1534 | 293.13
|  |  | 264 | 2.64 | 293.1534 | 293.1528 | 293.13
|  |  | 265 | 2.65 | 293.1528 | 293.1522 | 293.13
|  |  | 266 | 2.66 | 293.1522 | 293.1517 | 293.13
|  |  | 267 | 2.67 | 293.1517 | 293.1511 | 293.13
|  |  | 268 | 2.68 | 293.1511 | 293.1506 | 293.13
|  |  | 269 | 2.69 | 293.1506 | 293.1501 | 293.13
|  |  | 270 | 2.7 | 293.1501 | 293.1496 | 293.13
|  |  | 271 | 2.71 | 293.1496 | 293.1491 | 293.13
|  |  | 272 | 2.72 | 293.1491 | 293.1486 | 293.13
|  |  | 273 | 2.73 | 293.1486 | 293.1481 | 293.13
|  |  | 274 | 2.74 | 293.1481 | 293.1477 | 293.13
|  |  | 275 | 2.75 | 293.1477 | 293.1472 | 293.13
|  |  | 276 | 2.76 | 293.1472 | 293.1468 | 293.13
|  |  | 277 | 2.77 | 293.1468 | 293.1463 | 293.13
|  |  | 278 | 2.78 | 293.1463 | 293.1459 | 293.13
|  |  | 279 | 2.79 | 293.1459 | 293.1455 | 293.13
|  |  | 280 | 2.8 | 293.1455 | 293.1451 | 293.13
|  |  | 281 | 2.81 | 293.1451 | 293.1448 | 293.13
|  |  | 282 | 2.82 | 293.1448 | 293.1444 | 293.13
|  |  | 283 | 2.83 | 293.1444 | 293.144 | 293.13
|  |  | 284 | 2.84 | 293.144 | 293.1437 | 293.13
|  |  | 285 | 2.85 | 293.1437 | 293.1433 | 293.13
|  |  | 286 | 2.86 | 293.1433 | 293.143 | 293.13
|  |  | 287 | 2.87 | 293.143 | 293.1427 | 293.13
|  |  | 288 | 2.88 | 293.1427 | 293.1423 | 293.13
|  |  | 289 | 2.89 | 293.1423 | 293.142 | 293.13
|  |  | 290 | 2.9 | 293.142 | 293.1417 | 293.13
|  |  | 291 | 2.91 | 293.1417 | 293.1414 | 293.13
|  |  | 292 | 2.92 | 293.1414 | 293.1411 | 293.13
|  |  | 293 | 2.93 | 293.1411 | 293.1409 | 293.13
|  |  | 294 | 2.94 | 293.1409 | 293.1406 | 293.13
|  |  | 295 | 2.95 | 293.1406 | 293.1403 | 293.13
|  |  | 296 | 2.96 | 293.1403 | 293.1401 | 293.13
|  |  | 297 | 2.97 | 293.1401 | 293.1398 | 293.13
|  |  | 298 | 2.98 | 293.1398 | 293.1396 | 293.13
|  |  | 299 | 2.99 | 293.1396 | 293.1393 | 293.13
|  |  | 300 | 3 | 293.1393 | 293.1391 | 293.13
|  |  | 301 | 3.01 | 293.1391 | 293.1388 | 293.13
|  |  | 302 | 3.02 | 293.1388 | 293.1386 | 293.13
|  |  | 303 | 3.03 | 293.1386 | 293.1384 | 293.13
|  |  | 304 | 3.04 | 293.1384 | 293.1382 | 293.13
|  |  | 305 | 3.05 | 293.1382 | 293.138 | 293.13
|  |  | 306 | 3.06 | 293.138 | 293.1378 | 293.13
|  |  | 307 | 3.07 | 293.1378 | 293.1376 | 293.13
|  |  | 308 | 3.08 | 293.1376 | 293.1374 | 293.13
|  |  | 309 | 3.09 | 293.1374 | 293.1372 | 293.13
|  |  | 310 | 3.1 | 293.1372 | 293.137 | 293.13
|  |  | 311 | 3.11 | 293.137 | 293.1369 | 293.13
|  |  | 312 | 3.12 | 293.1369 | 293.1367 | 293.13
|  |  | 313 | 3.13 | 293.1367 | 293.1365 | 293.13
|  |  | 314 | 3.14 | 293.1365 | 293.1363 | 293.13
|  |  | 315 | 3.15 | 293.1363 | 293.1362 | 293.13
|  |  | 316 | 3.16 | 293.1362 | 293.136 | 293.13
|  |  | 317 | 3.17 | 293.136 | 293.1359 | 293.13
|  |  | 318 | 3.18 | 293.1359 | 293.1357 | 293.13
|  |  | 319 | 3.19 | 293.1357 | 293.1356 | 293.13
|  |  | 320 | 3.2 | 293.1356 | 293.1354 | 293.13
|  |  | 321 | 3.21 | 293.1354 | 293.1353 | 293.13
|  |  | 322 | 3.22 | 293.1353 | 293.1352 | 293.13
|  |  | 323 | 3.23 | 293.1352 | 293.135 | 293.13
|  |  | 324 | 3.24 | 293.135 | 293.1349 | 293.13
|  |  | 325 | 3.25 | 293.1349 | 293.1348 | 293.13
|  |  | 326 | 3.26 | 293.1348 | 293.1347 | 293.13
|  |  | 327 | 3.27 | 293.1347 | 293.1346 | 293.13
|  |  | 328 | 3.28 | 293.1346 | 293.1344 | 293.13
|  |  | 329 | 3.29 | 293.1344 | 293.1343 | 293.13
|  |  | 330 | 3.3 | 293.1343 | 293.1342 | 293.13
|  |  | 331 | 3.31 | 293.1342 | 293.1341 | 293.13
|  |  | 332 | 3.32 | 293.1341 | 293.134 | 293.13
|  |  | 333 | 3.33 | 293.134 | 293.1339 | 293.13
|  |  | 334 | 3.34 | 293.1339 | 293.1338 | 293.13
|  |  | 335 | 3.35 | 293.1338 | 293.1337 | 293.13
|  |  | 336 | 3.36 | 293.1337 | 293.1336 | 293.13
|  |  | 337 | 3.37 | 293.1336 | 293.1335 | 293.13
|  |  | 338 | 3.38 | 293.1335 | 293.1334 | 293.13
|  |  | 339 | 3.39 | 293.1334 | 293.1333 | 293.13
|  |  | 340 | 3.4 | 293.1333 | 293.1333 | 293.13
|  |  | 341 | 3.41 | 293.1333 | 293.1332 | 293.13
|  |  | 342 | 3.42 | 293.1332 | 293.1331 | 293.13
|  |  | 343 | 3.43 | 293.1331 | 293.133 | 293.13
|  |  | 344 | 3.44 | 293.133 | 293.1329 | 293.13
|  |  | 345 | 3.45 | 293.1329 | 293.1329 | 293.13
|  |  | 346 | 3.46 | 293.1329 | 293.1328 | 293.13
|  |  | 347 | 3.47 | 293.1328 | 293.1327 | 293.13
|  |  | 348 | 3.48 | 293.1327 | 293.1327 | 293.13
|  |  | 349 | 3.49 | 293.1327 | 293.1326 | 293.13
|  |  | 350 | 3.5 | 293.1326 | 293.1325 | 293.13
|  |  | 351 | 3.51 | 293.1325 | 293.1325 | 293.13
|  |  | 352 | 3.52 | 293.1325 | 293.1324 | 293.13
|  |  | 353 | 3.53 | 293.1324 | 293.1323 | 293.13
|  |  | 354 | 3.54 | 293.1323 | 293.1323 | 293.13
|  |  | 355 | 3.55 | 293.1323 | 293.1322 | 293.13
|  |  | 356 | 3.56 | 293.1322 | 293.1322 | 293.13
|  |  | 357 | 3.57 | 293.1322 | 293.1321 | 293.13
|  |  | 358 | 3.58 | 293.1321 | 293.1321 | 293.13
|  |  | 359 | 3.59 | 293.1321 | 293.132 | 293.13
|  |  | 360 | 3.6 | 293.132 | 293.132 | 293.13
|  |  | 361 | 3.61 | 293.132 | 293.1319 | 293.13
|  |  | 362 | 3.62 | 293.1319 | 293.1319 | 293.13
|  |  | 363 | 3.63 | 293.1319 | 293.1318 | 293.13
|  |  | 364 | 3.64 | 293.1318 | 293.1318 | 293.13
|  |  | 365 | 3.65 | 293.1318 | 293.1317 | 293.13
|  |  | 366 | 3.66 | 293.1317 | 293.1317 | 293.13
|  |  | 367 | 3.67 | 293.1317 | 293.1316 | 293.13
|  |  | 368 | 3.68 | 293.1316 | 293.1316 | 293.13
|  |  | 369 | 3.69 | 293.1316 | 293.1316 | 293.13
|  |  | 370 | 3.7 | 293.1316 | 293.1315 | 293.13
|  |  | 371 | 3.71 | 293.1315 | 293.1315 | 293.13
|  |  | 372 | 3.72 | 293.1315 | 293.1314 | 293.13
|  |  | 373 | 3.73 | 293.1314 | 293.1314 | 293.13
|  |  | 374 | 3.74 | 293.1314 | 293.1314 | 293.13
|  |  | 375 | 3.75 | 293.1314 | 293.1313 | 293.13
|  |  | 376 | 3.76 | 293.1313 | 293.1313 | 293.13
|  |  | 377 | 3.77 | 293.1313 | 293.1313 | 293.13
|  |  | 378 | 3.78 | 293.1313 | 293.1312 | 293.13
|  |  | 379 | 3.79 | 293.1312 | 293.1312 | 293.13
|  |  | 380 | 3.8 | 293.1312 | 293.1312 | 293.13
|  |  | 381 | 3.81 | 293.1312 | 293.1311 | 293.13
|  |  | 382 | 3.82 | 293.1311 | 293.1311 | 293.13
|  |  | 383 | 3.83 | 293.1311 | 293.1311 | 293.13
|  |  | 384 | 3.84 | 293.1311 | 293.1311 | 293.13
|  |  | 385 | 3.85 | 293.1311 | 293.131 | 293.13
|  |  | 386 | 3.86 | 293.131 | 293.131 | 293.13
|  |  | 387 | 3.87 | 293.131 | 293.131 | 293.13
|  |  | 388 | 3.88 | 293.131 | 293.131 | 293.13
|  |  | 389 | 3.89 | 293.131 | 293.1309 | 293.13
|  |  | 390 | 3.9 | 293.1309 | 293.1309 | 293.13
|  |  | 391 | 3.91 | 293.1309 | 293.1309 | 293.13
|  |  | 392 | 3.92 | 293.1309 | 293.1309 | 293.13
|  |  | 393 | 3.93 | 293.1309 | 293.1308 | 293.13
|  |  | 394 | 3.94 | 293.1308 | 293.1308 | 293.13
|  |  | 395 | 3.95 | 293.1308 | 293.1308 | 293.13
|  |  | 396 | 3.96 | 293.1308 | 293.1308 | 293.13
|  |  | 397 | 3.97 | 293.1308 | 293.1308 | 293.13
|  |  | 398 | 3.98 | 293.1308 | 293.1307 | 293.13
|  |  | 399 | 3.99 | 293.1307 | 293.1307 | 293.13
|  |  | 400 | 4 | 293.1307 | 293.1307 | 293.13
|  |  | 401 | 4.01 | 293.1307 | 293.1307 | 293.13
|  |  | 402 | 4.02 | 293.1307 | 293.1307 | 293.13
|  |  | 403 | 4.03 | 293.1307 | 293.1307 | 293.13
|  |  | 404 | 4.04 | 293.1307 | 293.1306 | 293.13
|  |  | 405 | 4.05 | 293.1306 | 293.1306 | 293.13
|  |  | 406 | 4.06 | 293.1306 | 293.1306 | 293.13
|  |  | 407 | 4.07 | 293.1306 | 293.1306 | 293.13
|  |  | 408 | 4.08 | 293.1306 | 293.1306 | 293.13
|  |  | 409 | 4.09 | 293.1306 | 293.1306 | 293.13
|  |  | 410 | 4.1 | 293.1306 | 293.1305 | 293.13
|  |  | 411 | 4.11 | 293.1305 | 293.1305 | 293.13
|  |  | 412 | 4.12 | 293.1305 | 293.1305 | 293.13
|  |  | 413 | 4.13 | 293.1305 | 293.1305 | 293.13
|  |  | 414 | 4.14 | 293.1305 | 293.1305 | 293.13
|  |  | 415 | 4.15 | 293.1305 | 293.1305 | 293.13
|  |  | 416 | 4.16 | 293.1305 | 293.1305 | 293.13
|  |  | 417 | 4.17 | 293.1305 | 293.1305 | 293.13
|  |  | 418 | 4.18 | 293.1305 | 293.1304 | 293.13
|  |  | 419 | 4.19 | 293.1304 | 293.1304 | 293.13
|  |  | 420 | 4.2 | 293.1304 | 293.1304 | 293.13
|  |  | 421 | 4.21 | 293.1304 | 293.1304 | 293.13
|  |  | 422 | 4.22 | 293.1304 | 293.1304 | 293.13
|  |  | 423 | 4.23 | 293.1304 | 293.1304 | 293.13
|  |  | 424 | 4.24 | 293.1304 | 293.1304 | 293.13
|  |  | 425 | 4.25 | 293.1304 | 293.1304 | 293.13
|  |  | 426 | 4.26 | 293.1304 | 293.1304 | 293.13
|  |  | 427 | 4.27 | 293.1304 | 293.1304 | 293.13
|  |  | 428 | 4.28 | 293.1304 | 293.1303 | 293.13
|  |  | 429 | 4.29 | 293.1303 | 293.1303 | 293.13
|  |  | 430 | 4.3 | 293.1303 | 293.1303 | 293.13
|  |  | 431 | 4.31 | 293.1303 | 293.1303 | 293.13
|  |  | 432 | 4.32 | 293.1303 | 293.1303 | 293.13
|  |  | 433 | 4.33 | 293.1303 | 293.1303 | 293.13
|  |  | 434 | 4.34 | 293.1303 | 293.1303 | 293.13
|  |  | 435 | 4.35 | 293.1303 | 293.1303 | 293.13
|  |  | 436 | 4.36 | 293.1303 | 293.1303 | 293.13
|  |  | 437 | 4.37 | 293.1303 | 293.1303 | 293.13
|  |  | 438 | 4.38 | 293.1303 | 293.1303 | 293.13
|  |  | 439 | 4.39 | 293.1303 | 293.1303 | 293.13
|  |  | 440 | 4.4 | 293.1303 | 293.1303 | 293.13
|  |  | 441 | 4.41 | 293.1303 | 293.1302 | 293.13
|  |  | 442 | 4.42 | 293.1302 | 293.1302 | 293.13
|  |  | 443 | 4.43 | 293.1302 | 293.1302 | 293.13
|  |  | 444 | 4.44 | 293.1302 | 293.1302 | 293.13
|  |  | 445 | 4.45 | 293.1302 | 293.1302 | 293.13
|  |  | 446 | 4.46 | 293.1302 | 293.1302 | 293.13
|  |  | 447 | 4.47 | 293.1302 | 293.1302 | 293.13
|  |  | 448 | 4.48 | 293.1302 | 293.1302 | 293.13
|  |  | 449 | 4.49 | 293.1302 | 293.1302 | 293.13
|  |  | 450 | 4.5 | 293.1302 | 293.1302 | 293.13
|  |  | 451 | 4.51 | 293.1302 | 293.1302 | 293.13
|  |  | 452 | 4.52 | 293.1302 | 293.1302 | 293.13
|  |  | 453 | 4.53 | 293.1302 | 293.1302 | 293.13
|  |  | 454 | 4.54 | 293.1302 | 293.1302 | 293.13
|  |  | 455 | 4.55 | 293.1302 | 293.1302 | 293.13
|  |  | 456 | 4.56 | 293.1302 | 293.1302 | 293.13
|  |  | 457 | 4.57 | 293.1302 | 293.1302 | 293.13
|  |  | 458 | 4.58 | 293.1302 | 293.1302 | 293.13
|  |  | 459 | 4.59 | 293.1302 | 293.1302 | 293.13
|  |  | 460 | 4.6 | 293.1302 | 293.1302 | 293.13
|  |  | 461 | 4.61 | 293.1302 | 293.1301 | 293.13
|  |  | 462 | 4.62 | 293.1301 | 293.1301 | 293.13
|  |  | 463 | 4.63 | 293.1301 | 293.1301 | 293.13
|  |  | 464 | 4.64 | 293.1301 | 293.1301 | 293.13
|  |  | 465 | 4.65 | 293.1301 | 293.1301 | 293.13
|  |  | 466 | 4.66 | 293.1301 | 293.1301 | 293.13
|  |  | 467 | 4.67 | 293.1301 | 293.1301 | 293.13
|  |  | 468 | 4.68 | 293.1301 | 293.1301 | 293.13
|  |  | 469 | 4.69 | 293.1301 | 293.1301 | 293.13
|  |  | 470 | 4.7 | 293.1301 | 293.1301 | 293.13
|  |  | 471 | 4.71 | 293.1301 | 293.1301 | 293.13
|  |  | 472 | 4.72 | 293.1301 | 293.1301 | 293.13
|  |  | 473 | 4.73 | 293.1301 | 293.1301 | 293.13
|  |  | 474 | 4.74 | 293.1301 | 293.1301 | 293.13
|  |  | 475 | 4.75 | 293.1301 | 293.1301 | 293.13
|  |  | 476 | 4.76 | 293.1301 | 293.1301 | 293.13
|  |  | 477 | 4.77 | 293.1301 | 293.1301 | 293.13
|  |  | 478 | 4.78 | 293.1301 | 293.1301 | 293.13
|  |  | 479 | 4.79 | 293.1301 | 293.1301 | 293.13
|  |  | 480 | 4.8 | 293.1301 | 293.1301 | 293.13
|  |  | 481 | 4.81 | 293.1301 | 293.1301 | 293.13
|  |  | 482 | 4.82 | 293.1301 | 293.1301 | 293.13
|  |  | 483 | 4.83 | 293.1301 | 293.1301 | 293.13
|  |  | 484 | 4.84 | 293.1301 | 293.1301 | 293.13
|  |  | 485 | 4.85 | 293.1301 | 293.1301 | 293.13
|  |  | 486 | 4.86 | 293.1301 | 293.1301 | 293.13
|  |  | 487 | 4.87 | 293.1301 | 293.1301 | 293.13
|  |  | 488 | 4.88 | 293.1301 | 293.1301 | 293.13
|  |  | 489 | 4.89 | 293.1301 | 293.1301 | 293.13
|  |  | 490 | 4.9 | 293.1301 | 293.1301 | 293.13
|  |  | 491 | 4.91 | 293.1301 | 293.1301 | 293.13
|  |  | 492 | 4.92 | 293.1301 | 293.1301 | 293.13
|  |  | 493 | 4.93 | 293.1301 | 293.1301 | 293.13
|  |  | 494 | 4.94 | 293.1301 | 293.1301 | 293.13
|  |  | 495 | 4.95 | 293.1301 | 293.1301 | 293.13
|  |  | 496 | 4.96 | 293.1301 | 293.1301 | 293.13
|  |  | 497 | 4.97 | 293.1301 | 293.1301 | 293.13
|  |  | 498 | 4.98 | 293.1301 | 293.1301 | 293.13
|  |  | 499 | 4.99 | 293.1301 | 293.1301 | 293.13
|  |  | 500 | 5 | 293.1301 | 293.1301 | 293.13
|  |  | 501 | 5.01 | 293.1301 | 293.1301 | 293.13
|  |  | 502 | 5.02 | 293.1301 | 293.1301 | 293.13
|  |  | 503 | 5.03 | 293.1301 | 293.1301 | 293.13
|  |  | 504 | 5.04 | 293.1301 | 293.13 | 293.13
|  |  | 505 | 5.05 | 293.13 | 293.13 | 293.13
|  |  | 506 | 5.06 | 293.13 | 293.13 | 293.13
|  |  | 507 | 5.07 | 293.13 | 293.13 | 293.13
|  |  | 508 | 5.08 | 293.13 | 293.13 | 293.13
|  |  | 509 | 5.09 | 293.13 | 293.13 | 293.13
|  |  | 510 | 5.1 | 293.13 | 293.13 | 293.13
|  |  | 511 | 5.11 | 293.13 | 293.13 | 293.13
|  |  | 512 | 5.12 | 293.13 | 293.13 | 293.13
|  |  | 513 | 5.13 | 293.13 | 293.13 | 293.13
|  |  | 514 | 5.14 | 293.13 | 293.13 | 293.13
|  |  | 515 | 5.15 | 293.13 | 293.13 | 293.13
|  |  | 516 | 5.16 | 293.13 | 293.13 | 293.13
|  |  | 517 | 5.17 | 293.13 | 293.13 | 293.13
|  |  | 518 | 5.18 | 293.13 | 293.13 | 293.13
|  |  | 519 | 5.19 | 293.13 | 293.13 | 293.13
|  |  | 520 | 5.2 | 293.13 | 293.13 | 293.13
|  |  | 521 | 5.21 | 293.13 | 293.13 | 293.13
|  |  | 522 | 5.22 | 293.13 | 293.13 | 293.13
|  |  | 523 | 5.23 | 293.13 | 293.13 | 293.13
|  |  | 524 | 5.24 | 293.13 | 293.13 | 293.13
|  |  | 525 | 5.25 | 293.13 | 293.13 | 293.13
|  |  | 526 | 5.26 | 293.13 | 293.13 | 293.13
|  |  | 527 | 5.27 | 293.13 | 293.13 | 293.13
|  |  | 528 | 5.28 | 293.13 | 293.13 | 293.13
|  |  | 529 | 5.29 | 293.13 | 293.13 | 293.13
|  |  | 530 | 5.3 | 293.13 | 293.13 | 293.13
|  |  | 531 | 5.31 | 293.13 | 293.13 | 293.13
|  |  | 532 | 5.32 | 293.13 | 293.13 | 293.13
|  |  | 533 | 5.33 | 293.13 | 293.13 | 293.13
|  |  | 534 | 5.34 | 293.13 | 293.13 | 293.13
|  |  | 535 | 5.35 | 293.13 | 293.13 | 293.13
|  |  | 536 | 5.36 | 293.13 | 293.13 | 293.13
|  |  | 537 | 5.37 | 293.13 | 293.13 | 293.13
|  |  | 538 | 5.38 | 293.13 | 293.13 | 293.13
|  |  | 539 | 5.39 | 293.13 | 293.13 | 293.13
|  |  | 540 | 5.4 | 293.13 | 293.13 | 293.13
|  |  | 541 | 5.41 | 293.13 | 293.13 | 293.13
|  |  | 542 | 5.42 | 293.13 | 293.13 | 293.13
|  |  | 543 | 5.43 | 293.13 | 293.13 | 293.13
|  |  | 544 | 5.44 | 293.13 | 293.13 | 293.13
|  |  | 545 | 5.45 | 293.13 | 293.13 | 293.13
|  |  | 546 | 5.46 | 293.13 | 293.13 | 293.13
|  |  | 547 | 5.47 | 293.13 | 293.13 | 293.13
|  |  | 548 | 5.48 | 293.13 | 293.13 | 293.13
|  |  | 549 | 5.49 | 293.13 | 293.13 | 293.13
|  |  | 550 | 5.5 | 293.13 | 293.13 | 293.13
|  |  | 551 | 5.51 | 293.13 | 293.13 | 293.13
|  |  | 552 | 5.52 | 293.13 | 293.13 | 293.13
|  |  | 553 | 5.53 | 293.13 | 293.13 | 293.13
|  |  | 554 | 5.54 | 293.13 | 293.13 | 293.13
|  |  | 555 | 5.55 | 293.13 | 293.13 | 293.13
|  |  | 556 | 5.56 | 293.13 | 293.13 | 293.13
|  |  | 557 | 5.57 | 293.13 | 293.13 | 293.13
|  |  | 558 | 5.58 | 293.13 | 293.13 | 293.13
|  |  | 559 | 5.59 | 293.13 | 293.13 | 293.13
|  |  | 560 | 5.6 | 293.13 | 293.13 | 293.13
|  |  | 561 | 5.61 | 293.13 | 293.13 | 293.13
|  |  | 562 | 5.62 | 293.13 | 293.13 | 293.13
|  |  | 563 | 5.63 | 293.13 | 293.13 | 293.13
|  |  | 564 | 5.64 | 293.13 | 293.13 | 293.13
|  |  | 565 | 5.65 | 293.13 | 293.13 | 293.13
|  |  | 566 | 5.66 | 293.13 | 293.13 | 293.13
|  |  | 567 | 5.67 | 293.13 | 293.13 | 293.13
|  |  | 568 | 5.68 | 293.13 | 293.13 | 293.13
|  |  | 569 | 5.69 | 293.13 | 293.13 | 293.13
|  |  | 570 | 5.7 | 293.13 | 293.13 | 293.13
|  |  | 571 | 5.71 | 293.13 | 293.13 | 293.13
|  |  | 572 | 5.72 | 293.13 | 293.13 | 293.13
|  |  | 573 | 5.73 | 293.13 | 293.13 | 293.13
|  |  | 574 | 5.74 | 293.13 | 293.13 | 293.13
|  |  | 575 | 5.75 | 293.13 | 293.13 | 293.13
|  |  | 576 | 5.76 | 293.13 | 293.13 | 293.13
|  |  | 577 | 5.77 | 293.13 | 293.13 | 293.13
|  |  | 578 | 5.78 | 293.13 | 293.13 | 293.13
|  |  | 579 | 5.79 | 293.13 | 293.13 | 293.13
|  |  | 580 | 5.8 | 293.13 | 293.13 | 293.13
|  |  | 581 | 5.81 | 293.13 | 293.13 | 293.13
|  |  | 582 | 5.82 | 293.13 | 293.13 | 293.13
|  |  | 583 | 5.83 | 293.13 | 293.13 | 293.13
|  |  | 584 | 5.84 | 293.13 | 293.13 | 293.13
|  |  | 585 | 5.85 | 293.13 | 293.13 | 293.13
|  |  | 586 | 5.86 | 293.13 | 293.13 | 293.13
|  |  | 587 | 5.87 | 293.13 | 293.13 | 293.13
|  |  | 588 | 5.88 | 293.13 | 293.13 | 293.13
|  |  | 589 | 5.89 | 293.13 | 293.13 | 293.13
|  |  | 590 | 5.9 | 293.13 | 293.13 | 293.13
|  |  | 591 | 5.91 | 293.13 | 293.13 | 293.13
|  |  | 592 | 5.92 | 293.13 | 293.13 | 293.13
|  |  | 593 | 5.93 | 293.13 | 293.13 | 293.13
|  |  | 594 | 5.94 | 293.13 | 293.13 | 293.13
|  |  | 595 | 5.95 | 293.13 | 293.13 | 293.13
|  |  | 596 | 5.96 | 293.13 | 293.13 | 293.13
|  |  | 597 | 5.97 | 293.13 | 293.13 | 293.13
|  |  | 598 | 5.98 | 293.13 | 293.13 | 293.13
|  |  | 599 | 5.99 | 293.13 | 293.13 | 293.13
|  |  | 600 | 6 | 293.13 | 293.13 | 293.13
|  |  | 601 | 6.01 | 293.13 | 293.13 | 293.13
|  |  | 602 | 6.02 | 293.13 | 293.13 | 293.13
|  |  | 603 | 6.03 | 293.13 | 293.13 | 293.13
|  |  | 604 | 6.04 | 293.13 | 293.13 | 293.13
|  |  | 605 | 6.05 | 293.13 | 293.13 | 293.13
|  |  | 606 | 6.06 | 293.13 | 293.13 | 293.13
|  |  | 607 | 6.07 | 293.13 | 293.13 | 293.13
|  |  | 608 | 6.08 | 293.13 | 293.13 | 293.13
|  |  | 609 | 6.09 | 293.13 | 293.13 | 293.13
|  |  | 610 | 6.1 | 293.13 | 293.13 | 293.13
|  |  | 611 | 6.11 | 293.13 | 293.13 | 293.13
|  |  | 612 | 6.12 | 293.13 | 293.13 | 293.13
|  |  | 613 | 6.13 | 293.13 | 293.13 | 293.13
|  |  | 614 | 6.14 | 293.13 | 293.13 | 293.13
|  |  | 615 | 6.15 | 293.13 | 293.13 | 293.13
|  |  | 616 | 6.16 | 293.13 | 293.13 | 293.13
|  |  | 617 | 6.17 | 293.13 | 293.13 | 293.13
|  |  | 618 | 6.18 | 293.13 | 293.13 | 293.13
|  |  | 619 | 6.19 | 293.13 | 293.13 | 293.13
|  |  | 620 | 6.2 | 293.13 | 293.13 | 293.13
|  |  | 621 | 6.21 | 293.13 | 293.13 | 293.13
|  |  | 622 | 6.22 | 293.13 | 293.13 | 293.13
|  |  | 623 | 6.23 | 293.13 | 293.13 | 293.13
|  |  | 624 | 6.24 | 293.13 | 293.13 | 293.13
|  |  | 625 | 6.25 | 293.13 | 293.13 | 293.13
|  |  | 626 | 6.26 | 293.13 | 293.13 | 293.13
|  |  | 627 | 6.27 | 293.13 | 293.13 | 293.13
|  |  | 628 | 6.28 | 293.13 | 293.13 | 293.13
|  |  | 629 | 6.29 | 293.13 | 293.13 | 293.13
|  |  | 630 | 6.3 | 293.13 | 293.13 | 293.13
|  |  | 631 | 6.31 | 293.13 | 293.13 | 293.13
|  |  | 632 | 6.32 | 293.13 | 293.13 | 293.13
|  |  | 633 | 6.33 | 293.13 | 293.13 | 293.13
|  |  | 634 | 6.34 | 293.13 | 293.13 | 293.13
|  |  | 635 | 6.35 | 293.13 | 293.13 | 293.13
|  |  | 636 | 6.36 | 293.13 | 293.13 | 293.13
|  |  | 637 | 6.37 | 293.13 | 293.13 | 293.13
|  |  | 638 | 6.38 | 293.13 | 293.13 | 293.13
|  |  | 639 | 6.39 | 293.13 | 293.13 | 293.13
|  |  | 640 | 6.4 | 293.13 | 293.13 | 293.13
|  |  | 641 | 6.41 | 293.13 | 293.13 | 293.13
|  |  | 642 | 6.42 | 293.13 | 293.13 | 293.13
|  |  | 643 | 6.43 | 293.13 | 293.13 | 293.13
|  |  | 644 | 6.44 | 293.13 | 293.13 | 293.13
|  |  | 645 | 6.45 | 293.13 | 293.13 | 293.13
|  |  | 646 | 6.46 | 293.13 | 293.13 | 293.13
|  |  | 647 | 6.47 | 293.13 | 293.13 | 293.13
|  |  | 648 | 6.48 | 293.13 | 293.13 | 293.13
|  |  | 649 | 6.49 | 293.13 | 293.13 | 293.13
|  |  | 650 | 6.5 | 293.13 | 293.13 | 293.13
|  |  | 651 | 6.51 | 293.13 | 293.13 | 293.13
|  |  | 652 | 6.52 | 293.13 | 293.13 | 293.13
|  |  | 653 | 6.53 | 293.13 | 293.13 | 293.13
|  |  | 654 | 6.54 | 293.13 | 293.13 | 293.13
|  |  | 655 | 6.55 | 293.13 | 293.13 | 293.13
|  |  | 656 | 6.56 | 293.13 | 293.13 | 293.13
|  |  | 657 | 6.57 | 293.13 | 293.13 | 293.13
|  |  | 658 | 6.58 | 293.13 | 293.13 | 293.13
|  |  | 659 | 6.59 | 293.13 | 293.13 | 293.13
|  |  | 660 | 6.6 | 293.13 | 293.13 | 293.13
|  |  | 661 | 6.61 | 293.13 | 293.13 | 293.13
|  |  | 662 | 6.62 | 293.13 | 293.13 | 293.13
|  |  | 663 | 6.63 | 293.13 | 293.13 | 293.13
|  |  | 664 | 6.64 | 293.13 | 293.13 | 293.13
|  |  | 665 | 6.65 | 293.13 | 293.13 | 293.13
|  |  | 666 | 6.66 | 293.13 | 293.13 | 293.13
|  |  | 667 | 6.67 | 293.13 | 293.13 | 293.13
|  |  | 668 | 6.68 | 293.13 | 293.13 | 293.13
|  |  | 669 | 6.69 | 293.13 | 293.13 | 293.13
|  |  | 670 | 6.7 | 293.13 | 293.13 | 293.13
|  |  | 671 | 6.71 | 293.13 | 293.13 | 293.13
|  |  | 672 | 6.72 | 293.13 | 293.13 | 293.13
|  |  | 673 | 6.73 | 293.13 | 293.13 | 293.13
|  |  | 674 | 6.74 | 293.13 | 293.13 | 293.13
|  |  | 675 | 6.75 | 293.13 | 293.13 | 293.13
|  |  | 676 | 6.76 | 293.13 | 293.13 | 293.13
|  |  | 677 | 6.77 | 293.13 | 293.13 | 293.13
|  |  | 678 | 6.78 | 293.13 | 293.13 | 293.13
|  |  | 679 | 6.79 | 293.13 | 293.13 | 293.13
|  |  | 680 | 6.8 | 293.13 | 293.13 | 293.13
|  |  | 681 | 6.81 | 293.13 | 293.13 | 293.13
|  |  | 682 | 6.82 | 293.13 | 293.13 | 293.13
|  |  | 683 | 6.83 | 293.13 | 293.13 | 293.13
|  |  | 684 | 6.84 | 293.13 | 293.13 | 293.13
|  |  | 685 | 6.85 | 293.13 | 293.13 | 293.13
|  |  | 686 | 6.86 | 293.13 | 293.13 | 293.13
|  |  | 687 | 6.87 | 293.13 | 293.13 | 293.13
|  |  | 688 | 6.88 | 293.13 | 293.13 | 293.13
|  |  | 689 | 6.89 | 293.13 | 293.13 | 293.13
|  |  | 690 | 6.9 | 293.13 | 293.13 | 293.13
|  |  | 691 | 6.91 | 293.13 | 293.13 | 293.13
|  |  | 692 | 6.92 | 293.13 | 293.13 | 293.13
|  |  | 693 | 6.93 | 293.13 | 293.13 | 293.13
|  |  | 694 | 6.94 | 293.13 | 293.13 | 293.13
|  |  | 695 | 6.95 | 293.13 | 293.13 | 293.13
|  |  | 696 | 6.96 | 293.13 | 293.13 | 293.13
|  |  | 697 | 6.97 | 293.13 | 293.13 | 293.13
|  |  | 698 | 6.98 | 293.13 | 293.13 | 293.13
|  |  | 699 | 6.99 | 293.13 | 293.13 | 293.13
|  |  | 700 | 7 | 293.13 | 293.13 | 293.13
|  |  | 701 | 7.01 | 293.13 | 293.13 | 293.13
|  |  | 702 | 7.02 | 293.13 | 293.13 | 293.13
|  |  | 703 | 7.03 | 293.13 | 293.13 | 293.13
|  |  | 704 | 7.04 | 293.13 | 293.13 | 293.13
|  |  | 705 | 7.05 | 293.13 | 293.13 | 293.13
|  |  | 706 | 7.06 | 293.13 | 293.13 | 293.13
|  |  | 707 | 7.07 | 293.13 | 293.13 | 293.13
|  |  | 708 | 7.08 | 293.13 | 293.13 | 293.13
|  |  | 709 | 7.09 | 293.13 | 293.13 | 293.13
|  |  | 710 | 7.1 | 293.13 | 293.13 | 293.13
|  |  | 711 | 7.11 | 293.13 | 293.13 | 293.13
|  |  | 712 | 7.12 | 293.13 | 293.13 | 293.13
|  |  | 713 | 7.13 | 293.13 | 293.13 | 293.13
|  |  | 714 | 7.14 | 293.13 | 293.13 | 293.13
|  |  | 715 | 7.15 | 293.13 | 293.13 | 293.13
|  |  | 716 | 7.16 | 293.13 | 293.13 | 293.13
|  |  | 717 | 7.17 | 293.13 | 293.13 | 293.13
|  |  | 718 | 7.18 | 293.13 | 293.13 | 293.13
|  |  | 719 | 7.19 | 293.13 | 293.13 | 293.13
|  |  | 720 | 7.2 | 293.13 | 293.13 | 293.13
|  |  | 721 | 7.21 | 293.13 | 293.13 | 293.13
|  |  | 722 | 7.22 | 293.13 | 293.13 | 293.13
|  |  | 723 | 7.23 | 293.13 | 293.13 | 293.13
|  |  | 724 | 7.24 | 293.13 | 293.13 | 293.13
|  |  | 725 | 7.25 | 293.13 | 293.13 | 293.13
|  |  | 726 | 7.26 | 293.13 | 293.13 | 293.13
|  |  | 727 | 7.27 | 293.13 | 293.13 | 293.13
|  |  | 728 | 7.28 | 293.13 | 293.13 | 293.13
|  |  | 729 | 7.29 | 293.13 | 293.13 | 293.13
|  |  | 730 | 7.3 | 293.13 | 293.13 | 293.13
|  |  | 731 | 7.31 | 293.13 | 293.13 | 293.13
|  |  | 732 | 7.32 | 293.13 | 293.13 | 293.13
|  |  | 733 | 7.33 | 293.13 | 293.13 | 293.13
|  |  | 734 | 7.34 | 293.13 | 293.13 | 293.13
|  |  | 735 | 7.35 | 293.13 | 293.13 | 293.13
|  |  | 736 | 7.36 | 293.13 | 293.13 | 293.13
|  |  | 737 | 7.37 | 293.13 | 293.13 | 293.13
|  |  | 738 | 7.38 | 293.13 | 293.13 | 293.13
|  |  | 739 | 7.39 | 293.13 | 293.13 | 293.13
|  |  | 740 | 7.4 | 293.13 | 293.13 | 293.13
|  |  | 741 | 7.41 | 293.13 | 293.13 | 293.13
|  |  | 742 | 7.42 | 293.13 | 293.13 | 293.13
|  |  | 743 | 7.43 | 293.13 | 293.13 | 293.13
|  |  | 744 | 7.44 | 293.13 | 293.13 | 293.13
|  |  | 745 | 7.45 | 293.13 | 293.13 | 293.13
|  |  | 746 | 7.46 | 293.13 | 293.13 | 293.13
|  |  | 747 | 7.47 | 293.13 | 293.13 | 293.13
|  |  | 748 | 7.48 | 293.13 | 293.13 | 293.13
|  |  | 749 | 7.49 | 293.13 | 293.13 | 293.13
|  |  | 750 | 7.5 | 293.13 | 293.13 | 293.13
|  |  | 751 | 7.51 | 293.13 | 293.13 | 293.13
|  |  | 752 | 7.52 | 293.13 | 293.13 | 293.13
|  |  | 753 | 7.53 | 293.13 | 293.13 | 293.13
|  |  | 754 | 7.54 | 293.13 | 293.13 | 293.13
|  |  | 755 | 7.55 | 293.13 | 293.13 | 293.13
|  |  | 756 | 7.56 | 293.13 | 293.13 | 293.13
|  |  | 757 | 7.57 | 293.13 | 293.13 | 293.13
|  |  | 758 | 7.58 | 293.13 | 293.13 | 293.13
|  |  | 759 | 7.59 | 293.13 | 293.13 | 293.13
|  |  | 760 | 7.6 | 293.13 | 293.13 | 293.13
|  |  | 761 | 7.61 | 293.13 | 293.13 | 293.13
|  |  | 762 | 7.62 | 293.13 | 293.13 | 293.13
|  |  | 763 | 7.63 | 293.13 | 293.13 | 293.13
|  |  | 764 | 7.64 | 293.13 | 293.13 | 293.13
|  |  | 765 | 7.65 | 293.13 | 293.13 | 293.13
|  |  | 766 | 7.66 | 293.13 | 293.13 | 293.13
|  |  | 767 | 7.67 | 293.13 | 293.13 | 293.13
|  |  | 768 | 7.68 | 293.13 | 293.13 | 293.13
|  |  | 769 | 7.69 | 293.13 | 293.13 | 293.13
|  |  | 770 | 7.7 | 293.13 | 293.13 | 293.13
|  |  | 771 | 7.71 | 293.13 | 293.13 | 293.13
|  |  | 772 | 7.72 | 293.13 | 293.13 | 293.13
|  |  | 773 | 7.73 | 293.13 | 293.13 | 293.13
|  |  | 774 | 7.74 | 293.13 | 293.13 | 293.13
|  |  | 775 | 7.75 | 293.13 | 293.13 | 293.13
|  |  | 776 | 7.76 | 293.13 | 293.13 | 293.13
|  |  | 777 | 7.77 | 293.13 | 293.13 | 293.13
|  |  | 778 | 7.78 | 293.13 | 293.13 | 293.13
|  |  | 779 | 7.79 | 293.13 | 293.13 | 293.13
|  |  | 780 | 7.8 | 293.13 | 293.13 | 293.13
|  |  | 781 | 7.81 | 293.13 | 293.13 | 293.13
|  |  | 782 | 7.82 | 293.13 | 293.13 | 293.13
|  |  | 783 | 7.83 | 293.13 | 293.13 | 293.13
|  |  | 784 | 7.84 | 293.13 | 293.13 | 293.13
|  |  | 785 | 7.85 | 293.13 | 293.13 | 293.13
|  |  | 786 | 7.86 | 293.13 | 293.13 | 293.13
|  |  | 787 | 7.87 | 293.13 | 293.13 | 293.13
|  |  | 788 | 7.88 | 293.13 | 293.13 | 293.13
|  |  | 789 | 7.89 | 293.13 | 293.13 | 293.13
|  |  | 790 | 7.9 | 293.13 | 293.13 | 293.13
|  |  | 791 | 7.91 | 293.13 | 293.13 | 293.13
|  |  | 792 | 7.92 | 293.13 | 293.13 | 293.13
|  |  | 793 | 7.93 | 293.13 | 293.13 | 293.13
|  |  | 794 | 7.94 | 293.13 | 293.13 | 293.13
|  |  | 795 | 7.95 | 293.13 | 293.13 | 293.13
|  |  | 796 | 7.96 | 293.13 | 293.13 | 293.13
|  |  | 797 | 7.97 | 293.13 | 293.13 | 293.13
|  |  | 798 | 7.98 | 293.13 | 293.13 | 293.13
|  |  | 799 | 7.99 | 293.13 | 293.13 | 293.13
|  |  | 800 | 8 | 293.13 | 293.13 | 293.13
|  |  | 801 | 8.01 | 293.13 | 293.13 | 293.13
|  |  | 802 | 8.02 | 293.13 | 293.13 | 293.13
|  |  | 803 | 8.03 | 293.13 | 293.13 | 293.13
|  |  | 804 | 8.04 | 293.13 | 293.13 | 293.13
|  |  | 805 | 8.05 | 293.13 | 293.13 | 293.13
|  |  | 806 | 8.06 | 293.13 | 293.13 | 293.13
|  |  | 807 | 8.07 | 293.13 | 293.13 | 293.13
|  |  | 808 | 8.08 | 293.13 | 293.13 | 293.13
|  |  | 809 | 8.09 | 293.13 | 293.13 | 293.13
|  |  | 810 | 8.1 | 293.13 | 293.13 | 293.13
|  |  | 811 | 8.11 | 293.13 | 293.13 | 293.13
|  |  | 812 | 8.12 | 293.13 | 293.13 | 293.13
|  |  | 813 | 8.13 | 293.13 | 293.13 | 293.13
|  |  | 814 | 8.14 | 293.13 | 293.13 | 293.13
|  |  | 815 | 8.15 | 293.13 | 293.13 | 293.13
|  |  | 816 | 8.16 | 293.13 | 293.13 | 293.13
|  |  | 817 | 8.17 | 293.13 | 293.13 | 293.13
|  |  | 818 | 8.18 | 293.13 | 293.13 | 293.13
|  |  | 819 | 8.19 | 293.13 | 293.13 | 293.13
|  |  | 820 | 8.2 | 293.13 | 293.13 | 293.13
|  |  | 821 | 8.21 | 293.13 | 293.13 | 293.13
|  |  | 822 | 8.22 | 293.13 | 293.13 | 293.13
|  |  | 823 | 8.23 | 293.13 | 293.13 | 293.13
|  |  | 824 | 8.24 | 293.13 | 293.13 | 293.13
|  |  | 825 | 8.25 | 293.13 | 293.13 | 293.13
|  |  | 826 | 8.26 | 293.13 | 293.13 | 293.13
|  |  | 827 | 8.27 | 293.13 | 293.13 | 293.13
|  |  | 828 | 8.28 | 293.13 | 293.13 | 293.13
|  |  | 829 | 8.29 | 293.13 | 293.13 | 293.13
|  |  | 830 | 8.3 | 293.13 | 293.13 | 293.13
|  |  | 831 | 8.31 | 293.13 | 293.13 | 293.13
|  |  | 832 | 8.32 | 293.13 | 293.13 | 293.13
|  |  | 833 | 8.33 | 293.13 | 293.13 | 293.13
|  |  | 834 | 8.34 | 293.13 | 293.13 | 293.13
|  |  | 835 | 8.35 | 293.13 | 293.13 | 293.13
|  |  | 836 | 8.36 | 293.13 | 293.13 | 293.13
|  |  | 837 | 8.37 | 293.13 | 293.13 | 293.13
|  |  | 838 | 8.38 | 293.13 | 293.13 | 293.13
|  |  | 839 | 8.39 | 293.13 | 293.13 | 293.13
|  |  | 840 | 8.4 | 293.13 | 293.13 | 293.13
|  |  | 841 | 8.41 | 293.13 | 293.13 | 293.13
|  |  | 842 | 8.42 | 293.13 | 293.13 | 293.13
|  |  | 843 | 8.43 | 293.13 | 293.13 | 293.13
|  |  | 844 | 8.44 | 293.13 | 293.13 | 293.13
|  |  | 845 | 8.45 | 293.13 | 293.13 | 293.13
|  |  | 846 | 8.46 | 293.13 | 293.13 | 293.13
|  |  | 847 | 8.47 | 293.13 | 293.13 | 293.13
|  |  | 848 | 8.48 | 293.13 | 293.13 | 293.13
|  |  | 849 | 8.49 | 293.13 | 293.13 | 293.13
|  |  | 850 | 8.5 | 293.13 | 293.13 | 293.13
|  |  | 851 | 8.51 | 293.13 | 293.13 | 293.13
|  |  | 852 | 8.52 | 293.13 | 293.13 | 293.13
|  |  | 853 | 8.53 | 293.13 | 293.13 | 293.13
|  |  | 854 | 8.54 | 293.13 | 293.13 | 293.13
|  |  | 855 | 8.55 | 293.13 | 293.13 | 293.13
|  |  | 856 | 8.56 | 293.13 | 293.13 | 293.13
|  |  | 857 | 8.57 | 293.13 | 293.13 | 293.13
|  |  | 858 | 8.58 | 293.13 | 293.13 | 293.13
|  |  | 859 | 8.59 | 293.13 | 293.13 | 293.13
|  |  | 860 | 8.6 | 293.13 | 293.13 | 293.13
|  |  | 861 | 8.61 | 293.13 | 293.13 | 293.13
|  |  | 862 | 8.62 | 293.13 | 293.13 | 293.13
|  |  | 863 | 8.63 | 293.13 | 293.13 | 293.13
|  |  | 864 | 8.64 | 293.13 | 293.13 | 293.13
|  |  | 865 | 8.65 | 293.13 | 293.13 | 293.13
|  |  | 866 | 8.66 | 293.13 | 293.13 | 293.13
|  |  | 867 | 8.67 | 293.13 | 293.13 | 293.13
|  |  | 868 | 8.68 | 293.13 | 293.13 | 293.13
|  |  | 869 | 8.69 | 293.13 | 293.13 | 293.13
|  |  | 870 | 8.7 | 293.13 | 293.13 | 293.13
|  |  | 871 | 8.71 | 293.13 | 293.13 | 293.13
|  |  | 872 | 8.72 | 293.13 | 293.13 | 293.13
|  |  | 873 | 8.73 | 293.13 | 293.13 | 293.13
|  |  | 874 | 8.74 | 293.13 | 293.13 | 293.13
|  |  | 875 | 8.75 | 293.13 | 293.13 | 293.13
|  |  | 876 | 8.76 | 293.13 | 293.13 | 293.13
|  |  | 877 | 8.77 | 293.13 | 293.13 | 293.13
|  |  | 878 | 8.78 | 293.13 | 293.13 | 293.13
|  |  | 879 | 8.79 | 293.13 | 293.13 | 293.13
|  |  | 880 | 8.8 | 293.13 | 293.13 | 293.13
|  |  | 881 | 8.81 | 293.13 | 293.13 | 293.13
|  |  | 882 | 8.82 | 293.13 | 293.13 | 293.13
|  |  | 883 | 8.83 | 293.13 | 293.13 | 293.13
|  |  | 884 | 8.84 | 293.13 | 293.13 | 293.13
|  |  | 885 | 8.85 | 293.13 | 293.13 | 293.13
|  |  | 886 | 8.86 | 293.13 | 293.13 | 293.13
|  |  | 887 | 8.87 | 293.13 | 293.13 | 293.13
|  |  | 888 | 8.88 | 293.13 | 293.13 | 293.13
|  |  | 889 | 8.89 | 293.13 | 293.13 | 293.13
|  |  | 890 | 8.9 | 293.13 | 293.13 | 293.13
|  |  | 891 | 8.91 | 293.13 | 293.13 | 293.13
|  |  | 892 | 8.92 | 293.13 | 293.13 | 293.13
|  |  | 893 | 8.93 | 293.13 | 293.13 | 293.13
|  |  | 894 | 8.94 | 293.13 | 293.13 | 293.13
|  |  | 895 | 8.95 | 293.13 | 293.13 | 293.13
|  |  | 896 | 8.96 | 293.13 | 293.13 | 293.13
|  |  | 897 | 8.97 | 293.13 | 293.13 | 293.13
|  |  | 898 | 8.98 | 293.13 | 293.13 | 293.13
|  |  | 899 | 8.99 | 293.13 | 293.13 | 293.13
|  |  | 900 | 9 | 293.13 | 293.13 | 293.13
|  |  | 901 | 9.01 | 293.13 | 293.13 | 293.13
|  |  | 902 | 9.02 | 293.13 | 293.13 | 293.13
|  |  | 903 | 9.03 | 293.13 | 293.13 | 293.13
|  |  | 904 | 9.04 | 293.13 | 293.13 | 293.13
|  |  | 905 | 9.05 | 293.13 | 293.13 | 293.13
|  |  | 906 | 9.06 | 293.13 | 293.13 | 293.13
|  |  | 907 | 9.07 | 293.13 | 293.13 | 293.13
|  |  | 908 | 9.08 | 293.13 | 293.13 | 293.13
|  |  | 909 | 9.09 | 293.13 | 293.13 | 293.13
|  |  | 910 | 9.1 | 293.13 | 293.13 | 293.13
|  |  | 911 | 9.11 | 293.13 | 293.13 | 293.13
|  |  | 912 | 9.12 | 293.13 | 293.13 | 293.13
|  |  | 913 | 9.13 | 293.13 | 293.13 | 293.13
|  |  | 914 | 9.14 | 293.13 | 293.13 | 293.13
|  |  | 915 | 9.15 | 293.13 | 293.13 | 293.13
|  |  | 916 | 9.16 | 293.13 | 293.13 | 293.13
|  |  | 917 | 9.17 | 293.13 | 293.13 | 293.13
|  |  | 918 | 9.18 | 293.13 | 293.13 | 293.13
|  |  | 919 | 9.19 | 293.13 | 293.13 | 293.13
|  |  | 920 | 9.2 | 293.13 | 293.13 | 293.13
|  |  | 921 | 9.21 | 293.13 | 293.13 | 293.13
|  |  | 922 | 9.22 | 293.13 | 293.13 | 293.13
|  |  | 923 | 9.23 | 293.13 | 293.13 | 293.13
|  |  | 924 | 9.24 | 293.13 | 293.13 | 293.13
|  |  | 925 | 9.25 | 293.13 | 293.13 | 293.13
|  |  | 926 | 9.26 | 293.13 | 293.13 | 293.13
|  |  | 927 | 9.27 | 293.13 | 293.13 | 293.13
|  |  | 928 | 9.28 | 293.13 | 293.13 | 293.13
|  |  | 929 | 9.29 | 293.13 | 293.13 | 293.13
|  |  | 930 | 9.3 | 293.13 | 293.13 | 293.13
|  |  | 931 | 9.31 | 293.13 | 293.13 | 293.13
|  |  | 932 | 9.32 | 293.13 | 293.13 | 293.13
|  |  | 933 | 9.33 | 293.13 | 293.13 | 293.13
|  |  | 934 | 9.34 | 293.13 | 293.13 | 293.13
|  |  | 935 | 9.35 | 293.13 | 293.13 | 293.13
|  |  | 936 | 9.36 | 293.13 | 293.13 | 293.13
|  |  | 937 | 9.37 | 293.13 | 293.13 | 293.13
|  |  | 938 | 9.38 | 293.13 | 293.13 | 293.13
|  |  | 939 | 9.39 | 293.13 | 293.13 | 293.13
|  |  | 940 | 9.4 | 293.13 | 293.13 | 293.13
|  |  | 941 | 9.41 | 293.13 | 293.13 | 293.13
|  |  | 942 | 9.42 | 293.13 | 293.13 | 293.13
|  |  | 943 | 9.43 | 293.13 | 293.13 | 293.13
|  |  | 944 | 9.44 | 293.13 | 293.13 | 293.13
|  |  | 945 | 9.45 | 293.13 | 293.13 | 293.13
|  |  | 946 | 9.46 | 293.13 | 293.13 | 293.13
|  |  | 947 | 9.47 | 293.13 | 293.13 | 293.13
|  |  | 948 | 9.48 | 293.13 | 293.13 | 293.13
|  |  | 949 | 9.49 | 293.13 | 293.13 | 293.13
|  |  | 950 | 9.5 | 293.13 | 293.13 | 293.13
|  |  | 951 | 9.51 | 293.13 | 293.13 | 293.13
|  |  | 952 | 9.52 | 293.13 | 293.13 | 293.13
|  |  | 953 | 9.53 | 293.13 | 293.13 | 293.13
|  |  | 954 | 9.54 | 293.13 | 293.13 | 293.13
|  |  | 955 | 9.55 | 293.13 | 293.13 | 293.13
|  |  | 956 | 9.56 | 293.13 | 293.13 | 293.13
|  |  | 957 | 9.57 | 293.13 | 293.13 | 293.13
|  |  | 958 | 9.58 | 293.13 | 293.13 | 293.13
|  |  | 959 | 9.59 | 293.13 | 293.13 | 293.13
|  |  | 960 | 9.6 | 293.13 | 293.13 | 293.13
|  |  | 961 | 9.61 | 293.13 | 293.13 | 293.13
|  |  | 962 | 9.62 | 293.13 | 293.13 | 293.13
|  |  | 963 | 9.63 | 293.13 | 293.13 | 293.13
|  |  | 964 | 9.64 | 293.13 | 293.13 | 293.13
|  |  | 965 | 9.65 | 293.13 | 293.13 | 293.13
|  |  | 966 | 9.66 | 293.13 | 293.13 | 293.13
|  |  | 967 | 9.67 | 293.13 | 293.13 | 293.13
|  |  | 968 | 9.68 | 293.13 | 293.13 | 293.13
|  |  | 969 | 9.69 | 293.13 | 293.13 | 293.13
|  |  | 970 | 9.7 | 293.13 | 293.13 | 293.13
|  |  | 971 | 9.71 | 293.13 | 293.13 | 293.13
|  |  | 972 | 9.72 | 293.13 | 293.13 | 293.13
|  |  | 973 | 9.73 | 293.13 | 293.13 | 293.13
|  |  | 974 | 9.74 | 293.13 | 293.13 | 293.13
|  |  | 975 | 9.75 | 293.13 | 293.13 | 293.13
|  |  | 976 | 9.76 | 293.13 | 293.13 | 293.13
|  |  | 977 | 9.77 | 293.13 | 293.13 | 293.13
|  |  | 978 | 9.78 | 293.13 | 293.13 | 293.13
|  |  | 979 | 9.79 | 293.13 | 293.13 | 293.13
|  |  | 980 | 9.8 | 293.13 | 293.13 | 293.13
|  |  | 981 | 9.81 | 293.13 | 293.13 | 293.13
|  |  | 982 | 9.82 | 293.13 | 293.13 | 293.13
|  |  | 983 | 9.83 | 293.13 | 293.13 | 293.13
|  |  | 984 | 9.84 | 293.13 | 293.13 | 293.13
|  |  | 985 | 9.85 | 293.13 | 293.13 | 293.13
|  |  | 986 | 9.86 | 293.13 | 293.13 | 293.13
|  |  | 987 | 9.87 | 293.13 | 293.13 | 293.13
|  |  | 988 | 9.88 | 293.13 | 293.13 | 293.13
|  |  | 989 | 9.89 | 293.13 | 293.13 | 293.13
|  |  | 990 | 9.9 | 293.13 | 293.13 | 293.13
|  |  | 991 | 9.91 | 293.13 | 293.13 | 293.13
|  |  | 992 | 9.92 | 293.13 | 293.13 | 293.13
|  |  | 993 | 9.93 | 293.13 | 293.13 | 293.13
|  |  | 994 | 9.94 | 293.13 | 293.13 | 293.13
|  |  | 995 | 9.95 | 293.13 | 293.13 | 293.13
|  |  | 996 | 9.96 | 293.13 | 293.13 | 293.13
|  |  | 997 | 9.97 | 293.13 | 293.13 | 293.13
|  |  | 998 | 9.98 | 293.13 | 293.13 | 293.13
|  |  | 999 | 9.99 | 293.13 | 293.13 | 293.13
|  |  | 1000 | 10 | 293.13 | 293.13 | 293.13
Notes: 1.173 m path length, 1L water heated to 40 and flowed at 4 mL/min to equilibrium at exit.
Thermal conductivities only available at 20-25 deg. for solids.
Thermal conductivities of liquids used at appropriate temperature if available in literature.
Deionised water used for initial test

## 1.12 DCM
| Link | Thermal Conductivity (λ) @ 25 °C | I.D (mm) | O.D (mm) | Wall thickness (mm) | Reservoir Temperature (K) | Density (g/mL) | Heat Capacity (J/g.K)
PEEK 1/16 | http://www.goodfellow.com/A/Polyetheretherketone.html | 0.25 | 0.75 | 1.5875 | 0.8375
PEEK 1/32 |  | 0.25 | 0.5 | 0.7938 | 0.2938
Dichloromethane (40 °C) | http://ion.chem.usu.edu/~sbialkow/Research/Tablevalues.html | 0.122 |  |  |  | 313.13 | 1.327 | 1.19
Air |  | 0.02735 |  |  |  | 293.13
Pipe Heat Loss
https://www.engineeringtoolbox.com/water-flow-rates-heating-systems-d_659.html
Tin
Tsolv | 313.13 |  | V̇ (m3/s) | volumetric flowrate |  | 6.6667e-08
Wall thickness (m) | 0.0008375 |  | Q (kW, kJ/s) | heat flowrate |  | 5.6385e-05
Nu | 3.66 |  | Cp (kJ/kg.K) | heat capacity |  | 1.19
Length Total (m) | 1.173 |  | ρ (kg/m3) | density |  | 1327
L (increment) (m) | 0.01 |  | Tin (K) | (Tsolv) |  | 313.13
Max iterations (set in options) | 117.3 |  | Tout (K) | Calculated exit temp |  | 312.5944
r (using outer diameter for surface) m | 0.00079375
D (using inner diameter for volume) m | 0.00075 |  | Curve Fit for Temperature Loss
r1 | 0.000375
r2 | 0.00079375 |  |  |  | Tin | Tout
αWater | 595.36 |  |  |  | 313.13 | 312.5944
αAir | 35
ΔT (Tsolv - Tair) (K) | 20
k | 56.5293 |  | Iteration | Length | Temperature In | Temperature Out | Room Temperature
A (m2) | 4.9873e-05 |  | 0 | 0 | 313.13 | 312.5944 | 293.13
Pi | 3.1416 |  | 1 | 0.01 | 312.5944 | 312.0731 | 293.13
Q (W or J/s) | 0.056385 |  | 2 | 0.02 | 312.0731 | 311.5658 | 293.13
Flowrate (mL/min) | 4 |  | 3 | 0.03 | 311.5658 | 311.0721 | 293.13
|  |  | 4 | 0.04 | 311.0721 | 310.5916 | 293.13
|  |  | 5 | 0.05 | 310.5916 | 310.124 | 293.13
|  |  | 6 | 0.06 | 310.124 | 309.6689 | 293.13
|  |  | 7 | 0.07 | 309.6689 | 309.226 | 293.13
|  |  | 8 | 0.08 | 309.226 | 308.795 | 293.13
|  |  | 9 | 0.09 | 308.795 | 308.3754 | 293.13
|  |  | 10 | 0.1 | 308.3754 | 307.9672 | 293.13
|  |  | 11 | 0.11 | 307.9672 | 307.5698 | 293.13
|  |  | 12 | 0.12 | 307.5698 | 307.1831 | 293.13
|  |  | 13 | 0.13 | 307.1831 | 306.8068 | 293.13
|  |  | 14 | 0.14 | 306.8068 | 306.4405 | 293.13
|  |  | 15 | 0.15 | 306.4405 | 306.0841 | 293.13
|  |  | 16 | 0.16 | 306.0841 | 305.7372 | 293.13
|  |  | 17 | 0.17 | 305.7372 | 305.3995 | 293.13
|  |  | 18 | 0.18 | 305.3995 | 305.071 | 293.13
|  |  | 19 | 0.19 | 305.071 | 304.7512 | 293.13
|  |  | 20 | 0.2 | 304.7512 | 304.44 | 293.13
|  |  | 21 | 0.21 | 304.44 | 304.1371 | 293.13
|  |  | 22 | 0.22 | 304.1371 | 303.8423 | 293.13
|  |  | 23 | 0.23 | 303.8423 | 303.5554 | 293.13
|  |  | 24 | 0.24 | 303.5554 | 303.2763 | 293.13
|  |  | 25 | 0.25 | 303.2763 | 303.0045 | 293.13
|  |  | 26 | 0.26 | 303.0045 | 302.7401 | 293.13
|  |  | 27 | 0.27 | 302.7401 | 302.4827 | 293.13
|  |  | 28 | 0.28 | 302.4827 | 302.2323 | 293.13
|  |  | 29 | 0.29 | 302.2323 | 301.9885 | 293.13
|  |  | 30 | 0.3 | 301.9885 | 301.7513 | 293.13
|  |  | 31 | 0.31 | 301.7513 | 301.5204 | 293.13
|  |  | 32 | 0.32 | 301.5204 | 301.2957 | 293.13
|  |  | 33 | 0.33 | 301.2957 | 301.077 | 293.13
|  |  | 34 | 0.34 | 301.077 | 300.8642 | 293.13
|  |  | 35 | 0.35 | 300.8642 | 300.6571 | 293.13
|  |  | 36 | 0.36 | 300.6571 | 300.4555 | 293.13
|  |  | 37 | 0.37 | 300.4555 | 300.2593 | 293.13
|  |  | 38 | 0.38 | 300.2593 | 300.0684 | 293.13
|  |  | 39 | 0.39 | 300.0684 | 299.8826 | 293.13
|  |  | 40 | 0.4 | 299.8826 | 299.7018 | 293.13
|  |  | 41 | 0.41 | 299.7018 | 299.5258 | 293.13
|  |  | 42 | 0.42 | 299.5258 | 299.3545 | 293.13
|  |  | 43 | 0.43 | 299.3545 | 299.1878 | 293.13
|  |  | 44 | 0.44 | 299.1878 | 299.0256 | 293.13
|  |  | 45 | 0.45 | 299.0256 | 298.8677 | 293.13
|  |  | 46 | 0.46 | 298.8677 | 298.714 | 293.13
|  |  | 47 | 0.47 | 298.714 | 298.5645 | 293.13
|  |  | 48 | 0.48 | 298.5645 | 298.419 | 293.13
|  |  | 49 | 0.49 | 298.419 | 298.2773 | 293.13
|  |  | 50 | 0.5 | 298.2773 | 298.1395 | 293.13
|  |  | 51 | 0.51 | 298.1395 | 298.0053 | 293.13
|  |  | 52 | 0.52 | 298.0053 | 297.8748 | 293.13
|  |  | 53 | 0.53 | 297.8748 | 297.7477 | 293.13
|  |  | 54 | 0.54 | 297.7477 | 297.624 | 293.13
|  |  | 55 | 0.55 | 297.624 | 297.5037 | 293.13
|  |  | 56 | 0.56 | 297.5037 | 297.3866 | 293.13
|  |  | 57 | 0.57 | 297.3866 | 297.2726 | 293.13
|  |  | 58 | 0.58 | 297.2726 | 297.1616 | 293.13
|  |  | 59 | 0.59 | 297.1616 | 297.0537 | 293.13
|  |  | 60 | 0.6 | 297.0537 | 296.9486 | 293.13
|  |  | 61 | 0.61 | 296.9486 | 296.8463 | 293.13
|  |  | 62 | 0.62 | 296.8463 | 296.7468 | 293.13
|  |  | 63 | 0.63 | 296.7468 | 296.6499 | 293.13
|  |  | 64 | 0.64 | 296.6499 | 296.5557 | 293.13
|  |  | 65 | 0.65 | 296.5557 | 296.4639 | 293.13
|  |  | 66 | 0.66 | 296.4639 | 296.3747 | 293.13
|  |  | 67 | 0.67 | 296.3747 | 296.2878 | 293.13
|  |  | 68 | 0.68 | 296.2878 | 296.2032 | 293.13
|  |  | 69 | 0.69 | 296.2032 | 296.1209 | 293.13
|  |  | 70 | 0.7 | 296.1209 | 296.0408 | 293.13
|  |  | 71 | 0.71 | 296.0408 | 295.9629 | 293.13
|  |  | 72 | 0.72 | 295.9629 | 295.887 | 293.13
|  |  | 73 | 0.73 | 295.887 | 295.8132 | 293.13
|  |  | 74 | 0.74 | 295.8132 | 295.7413 | 293.13
|  |  | 75 | 0.75 | 295.7413 | 295.6714 | 293.13
|  |  | 76 | 0.76 | 295.6714 | 295.6033 | 293.13
|  |  | 77 | 0.77 | 295.6033 | 295.5371 | 293.13
|  |  | 78 | 0.78 | 295.5371 | 295.4726 | 293.13
|  |  | 79 | 0.79 | 295.4726 | 295.4099 | 293.13
|  |  | 80 | 0.8 | 295.4099 | 295.3488 | 293.13
|  |  | 81 | 0.81 | 295.3488 | 295.2894 | 293.13
|  |  | 82 | 0.82 | 295.2894 | 295.2316 | 293.13
|  |  | 83 | 0.83 | 295.2316 | 295.1753 | 293.13
|  |  | 84 | 0.84 | 295.1753 | 295.1205 | 293.13
|  |  | 85 | 0.85 | 295.1205 | 295.0672 | 293.13
|  |  | 86 | 0.86 | 295.0672 | 295.0153 | 293.13
|  |  | 87 | 0.87 | 295.0153 | 294.9648 | 293.13
|  |  | 88 | 0.88 | 294.9648 | 294.9157 | 293.13
|  |  | 89 | 0.89 | 294.9157 | 294.8679 | 293.13
|  |  | 90 | 0.9 | 294.8679 | 294.8213 | 293.13
|  |  | 91 | 0.91 | 294.8213 | 294.7761 | 293.13
|  |  | 92 | 0.92 | 294.7761 | 294.732 | 293.13
|  |  | 93 | 0.93 | 294.732 | 294.6891 | 293.13
|  |  | 94 | 0.94 | 294.6891 | 294.6473 | 293.13
|  |  | 95 | 0.95 | 294.6473 | 294.6067 | 293.13
|  |  | 96 | 0.96 | 294.6067 | 294.5671 | 293.13
|  |  | 97 | 0.97 | 294.5671 | 294.5287 | 293.13
|  |  | 98 | 0.98 | 294.5287 | 294.4912 | 293.13
|  |  | 99 | 0.99 | 294.4912 | 294.4547 | 293.13
|  |  | 100 | 1 | 294.4547 | 294.4193 | 293.13
|  |  | 101 | 1.01 | 294.4193 | 294.3847 | 293.13
|  |  | 102 | 1.02 | 294.3847 | 294.3511 | 293.13
|  |  | 103 | 1.03 | 294.3511 | 294.3184 | 293.13
|  |  | 104 | 1.04 | 294.3184 | 294.2866 | 293.13
|  |  | 105 | 1.05 | 294.2866 | 294.2556 | 293.13
|  |  | 106 | 1.06 | 294.2556 | 294.2255 | 293.13
|  |  | 107 | 1.07 | 294.2255 | 294.1962 | 293.13
|  |  | 108 | 1.08 | 294.1962 | 294.1676 | 293.13
|  |  | 109 | 1.09 | 294.1676 | 294.1398 | 293.13
|  |  | 110 | 1.1 | 294.1398 | 294.1128 | 293.13
|  |  | 111 | 1.11 | 294.1128 | 294.0865 | 293.13
|  |  | 112 | 1.12 | 294.0865 | 294.0608 | 293.13
|  |  | 113 | 1.13 | 294.0608 | 294.0359 | 293.13
|  |  | 114 | 1.14 | 294.0359 | 294.0117 | 293.13
|  |  | 115 | 1.15 | 294.0117 | 293.988 | 293.13
|  |  | 116 | 1.16 | 293.988 | 293.9651 | 293.13
|  |  | 117 | 1.17 | 293.9651 | 293.9427 | 293.13
|  |  | 118 | 1.18 | 293.9427 | 293.9209 | 293.13
|  |  | 119 | 1.19 | 293.9209 | 293.8998 | 293.13
|  |  | 120 | 1.2 | 293.8998 | 293.8791 | 293.13
|  |  | 121 | 1.21 | 293.8791 | 293.8591 | 293.13
|  |  | 122 | 1.22 | 293.8591 | 293.8396 | 293.13
|  |  | 123 | 1.23 | 293.8396 | 293.8206 | 293.13
|  |  | 124 | 1.24 | 293.8206 | 293.8021 | 293.13
|  |  | 125 | 1.25 | 293.8021 | 293.7841 | 293.13
|  |  | 126 | 1.26 | 293.7841 | 293.7665 | 293.13
|  |  | 127 | 1.27 | 293.7665 | 293.7495 | 293.13
|  |  | 128 | 1.28 | 293.7495 | 293.7329 | 293.13
|  |  | 129 | 1.29 | 293.7329 | 293.7168 | 293.13
|  |  | 130 | 1.3 | 293.7168 | 293.7011 | 293.13
|  |  | 131 | 1.31 | 293.7011 | 293.6858 | 293.13
|  |  | 132 | 1.32 | 293.6858 | 293.6709 | 293.13
|  |  | 133 | 1.33 | 293.6709 | 293.6564 | 293.13
|  |  | 134 | 1.34 | 293.6564 | 293.6423 | 293.13
|  |  | 135 | 1.35 | 293.6423 | 293.6286 | 293.13
|  |  | 136 | 1.36 | 293.6286 | 293.6152 | 293.13
|  |  | 137 | 1.37 | 293.6152 | 293.6022 | 293.13
|  |  | 138 | 1.38 | 293.6022 | 293.5896 | 293.13
|  |  | 139 | 1.39 | 293.5896 | 293.5773 | 293.13
|  |  | 140 | 1.4 | 293.5773 | 293.5653 | 293.13
|  |  | 141 | 1.41 | 293.5653 | 293.5536 | 293.13
|  |  | 142 | 1.42 | 293.5536 | 293.5423 | 293.13
|  |  | 143 | 1.43 | 293.5423 | 293.5313 | 293.13
|  |  | 144 | 1.44 | 293.5313 | 293.5205 | 293.13
|  |  | 145 | 1.45 | 293.5205 | 293.51 | 293.13
|  |  | 146 | 1.46 | 293.51 | 293.4999 | 293.13
|  |  | 147 | 1.47 | 293.4999 | 293.49 | 293.13
|  |  | 148 | 1.48 | 293.49 | 293.4803 | 293.13
|  |  | 149 | 1.49 | 293.4803 | 293.4709 | 293.13
|  |  | 150 | 1.5 | 293.4709 | 293.4618 | 293.13
|  |  | 151 | 1.51 | 293.4618 | 293.4529 | 293.13
|  |  | 152 | 1.52 | 293.4529 | 293.4443 | 293.13
|  |  | 153 | 1.53 | 293.4443 | 293.4359 | 293.13
|  |  | 154 | 1.54 | 293.4359 | 293.4277 | 293.13
|  |  | 155 | 1.55 | 293.4277 | 293.4197 | 293.13
|  |  | 156 | 1.56 | 293.4197 | 293.4119 | 293.13
|  |  | 157 | 1.57 | 293.4119 | 293.4044 | 293.13
|  |  | 158 | 1.58 | 293.4044 | 293.397 | 293.13
|  |  | 159 | 1.59 | 293.397 | 293.3899 | 293.13
|  |  | 160 | 1.6 | 293.3899 | 293.3829 | 293.13
|  |  | 161 | 1.61 | 293.3829 | 293.3762 | 293.13
|  |  | 162 | 1.62 | 293.3762 | 293.3696 | 293.13
|  |  | 163 | 1.63 | 293.3696 | 293.3632 | 293.13
|  |  | 164 | 1.64 | 293.3632 | 293.3569 | 293.13
|  |  | 165 | 1.65 | 293.3569 | 293.3508 | 293.13
|  |  | 166 | 1.66 | 293.3508 | 293.3449 | 293.13
|  |  | 167 | 1.67 | 293.3449 | 293.3392 | 293.13
|  |  | 168 | 1.68 | 293.3392 | 293.3336 | 293.13
|  |  | 169 | 1.69 | 293.3336 | 293.3281 | 293.13
|  |  | 170 | 1.7 | 293.3281 | 293.3228 | 293.13
|  |  | 171 | 1.71 | 293.3228 | 293.3176 | 293.13
|  |  | 172 | 1.72 | 293.3176 | 293.3126 | 293.13
|  |  | 173 | 1.73 | 293.3126 | 293.3077 | 293.13
|  |  | 174 | 1.74 | 293.3077 | 293.303 | 293.13
|  |  | 175 | 1.75 | 293.303 | 293.2983 | 293.13
|  |  | 176 | 1.76 | 293.2983 | 293.2938 | 293.13
|  |  | 177 | 1.77 | 293.2938 | 293.2894 | 293.13
|  |  | 178 | 1.78 | 293.2894 | 293.2852 | 293.13
|  |  | 179 | 1.79 | 293.2852 | 293.281 | 293.13
|  |  | 180 | 1.8 | 293.281 | 293.277 | 293.13
|  |  | 181 | 1.81 | 293.277 | 293.273 | 293.13
|  |  | 182 | 1.82 | 293.273 | 293.2692 | 293.13
|  |  | 183 | 1.83 | 293.2692 | 293.2655 | 293.13
|  |  | 184 | 1.84 | 293.2655 | 293.2618 | 293.13
|  |  | 185 | 1.85 | 293.2618 | 293.2583 | 293.13
|  |  | 186 | 1.86 | 293.2583 | 293.2549 | 293.13
|  |  | 187 | 1.87 | 293.2549 | 293.2515 | 293.13
|  |  | 188 | 1.88 | 293.2515 | 293.2483 | 293.13
|  |  | 189 | 1.89 | 293.2483 | 293.2451 | 293.13
|  |  | 190 | 1.9 | 293.2451 | 293.242 | 293.13
|  |  | 191 | 1.91 | 293.242 | 293.239 | 293.13
|  |  | 192 | 1.92 | 293.239 | 293.2361 | 293.13
|  |  | 193 | 1.93 | 293.2361 | 293.2333 | 293.13
|  |  | 194 | 1.94 | 293.2333 | 293.2305 | 293.13
|  |  | 195 | 1.95 | 293.2305 | 293.2278 | 293.13
|  |  | 196 | 1.96 | 293.2278 | 293.2252 | 293.13
|  |  | 197 | 1.97 | 293.2252 | 293.2226 | 293.13
|  |  | 198 | 1.98 | 293.2226 | 293.2202 | 293.13
|  |  | 199 | 1.99 | 293.2202 | 293.2177 | 293.13
|  |  | 200 | 2 | 293.2177 | 293.2154 | 293.13
|  |  | 201 | 2.01 | 293.2154 | 293.2131 | 293.13
|  |  | 202 | 2.02 | 293.2131 | 293.2109 | 293.13
|  |  | 203 | 2.03 | 293.2109 | 293.2087 | 293.13
|  |  | 204 | 2.04 | 293.2087 | 293.2066 | 293.13
|  |  | 205 | 2.05 | 293.2066 | 293.2046 | 293.13
|  |  | 206 | 2.06 | 293.2046 | 293.2026 | 293.13
|  |  | 207 | 2.07 | 293.2026 | 293.2006 | 293.13
|  |  | 208 | 2.08 | 293.2006 | 293.1987 | 293.13
|  |  | 209 | 2.09 | 293.1987 | 293.1969 | 293.13
|  |  | 210 | 2.1 | 293.1969 | 293.1951 | 293.13
|  |  | 211 | 2.11 | 293.1951 | 293.1934 | 293.13
|  |  | 212 | 2.12 | 293.1934 | 293.1917 | 293.13
|  |  | 213 | 2.13 | 293.1917 | 293.19 | 293.13
|  |  | 214 | 2.14 | 293.19 | 293.1884 | 293.13
|  |  | 215 | 2.15 | 293.1884 | 293.1868 | 293.13
|  |  | 216 | 2.16 | 293.1868 | 293.1853 | 293.13
|  |  | 217 | 2.17 | 293.1853 | 293.1838 | 293.13
|  |  | 218 | 2.18 | 293.1838 | 293.1824 | 293.13
|  |  | 219 | 2.19 | 293.1824 | 293.181 | 293.13
|  |  | 220 | 2.2 | 293.181 | 293.1796 | 293.13
|  |  | 221 | 2.21 | 293.1796 | 293.1783 | 293.13
|  |  | 222 | 2.22 | 293.1783 | 293.177 | 293.13
|  |  | 223 | 2.23 | 293.177 | 293.1757 | 293.13
|  |  | 224 | 2.24 | 293.1757 | 293.1745 | 293.13
|  |  | 225 | 2.25 | 293.1745 | 293.1733 | 293.13
|  |  | 226 | 2.26 | 293.1733 | 293.1722 | 293.13
|  |  | 227 | 2.27 | 293.1722 | 293.171 | 293.13
|  |  | 228 | 2.28 | 293.171 | 293.1699 | 293.13
|  |  | 229 | 2.29 | 293.1699 | 293.1689 | 293.13
|  |  | 230 | 2.3 | 293.1689 | 293.1678 | 293.13
|  |  | 231 | 2.31 | 293.1678 | 293.1668 | 293.13
|  |  | 232 | 2.32 | 293.1668 | 293.1658 | 293.13
|  |  | 233 | 2.33 | 293.1658 | 293.1649 | 293.13
|  |  | 234 | 2.34 | 293.1649 | 293.1639 | 293.13
|  |  | 235 | 2.35 | 293.1639 | 293.163 | 293.13
|  |  | 236 | 2.36 | 293.163 | 293.1621 | 293.13
|  |  | 237 | 2.37 | 293.1621 | 293.1613 | 293.13
|  |  | 238 | 2.38 | 293.1613 | 293.1604 | 293.13
|  |  | 239 | 2.39 | 293.1604 | 293.1596 | 293.13
|  |  | 240 | 2.4 | 293.1596 | 293.1588 | 293.13
|  |  | 241 | 2.41 | 293.1588 | 293.1581 | 293.13
|  |  | 242 | 2.42 | 293.1581 | 293.1573 | 293.13
|  |  | 243 | 2.43 | 293.1573 | 293.1566 | 293.13
|  |  | 244 | 2.44 | 293.1566 | 293.1559 | 293.13
|  |  | 245 | 2.45 | 293.1559 | 293.1552 | 293.13
|  |  | 246 | 2.46 | 293.1552 | 293.1545 | 293.13
|  |  | 247 | 2.47 | 293.1545 | 293.1538 | 293.13
|  |  | 248 | 2.48 | 293.1538 | 293.1532 | 293.13
|  |  | 249 | 2.49 | 293.1532 | 293.1526 | 293.13
|  |  | 250 | 2.5 | 293.1526 | 293.152 | 293.13
|  |  | 251 | 2.51 | 293.152 | 293.1514 | 293.13
|  |  | 252 | 2.52 | 293.1514 | 293.1508 | 293.13
|  |  | 253 | 2.53 | 293.1508 | 293.1503 | 293.13
|  |  | 254 | 2.54 | 293.1503 | 293.1497 | 293.13
|  |  | 255 | 2.55 | 293.1497 | 293.1492 | 293.13
|  |  | 256 | 2.56 | 293.1492 | 293.1487 | 293.13
|  |  | 257 | 2.57 | 293.1487 | 293.1482 | 293.13
|  |  | 258 | 2.58 | 293.1482 | 293.1477 | 293.13
|  |  | 259 | 2.59 | 293.1477 | 293.1472 | 293.13
|  |  | 260 | 2.6 | 293.1472 | 293.1468 | 293.13
|  |  | 261 | 2.61 | 293.1468 | 293.1463 | 293.13
|  |  | 262 | 2.62 | 293.1463 | 293.1459 | 293.13
|  |  | 263 | 2.63 | 293.1459 | 293.1454 | 293.13
|  |  | 264 | 2.64 | 293.1454 | 293.145 | 293.13
|  |  | 265 | 2.65 | 293.145 | 293.1446 | 293.13
|  |  | 266 | 2.66 | 293.1446 | 293.1442 | 293.13
|  |  | 267 | 2.67 | 293.1442 | 293.1439 | 293.13
|  |  | 268 | 2.68 | 293.1439 | 293.1435 | 293.13
|  |  | 269 | 2.69 | 293.1435 | 293.1431 | 293.13
|  |  | 270 | 2.7 | 293.1431 | 293.1428 | 293.13
|  |  | 271 | 2.71 | 293.1428 | 293.1424 | 293.13
|  |  | 272 | 2.72 | 293.1424 | 293.1421 | 293.13
|  |  | 273 | 2.73 | 293.1421 | 293.1418 | 293.13
|  |  | 274 | 2.74 | 293.1418 | 293.1415 | 293.13
|  |  | 275 | 2.75 | 293.1415 | 293.1411 | 293.13
|  |  | 276 | 2.76 | 293.1411 | 293.1409 | 293.13
|  |  | 277 | 2.77 | 293.1409 | 293.1406 | 293.13
|  |  | 278 | 2.78 | 293.1406 | 293.1403 | 293.13
|  |  | 279 | 2.79 | 293.1403 | 293.14 | 293.13
|  |  | 280 | 2.8 | 293.14 | 293.1397 | 293.13
|  |  | 281 | 2.81 | 293.1397 | 293.1395 | 293.13
|  |  | 282 | 2.82 | 293.1395 | 293.1392 | 293.13
|  |  | 283 | 2.83 | 293.1392 | 293.139 | 293.13
|  |  | 284 | 2.84 | 293.139 | 293.1387 | 293.13
|  |  | 285 | 2.85 | 293.1387 | 293.1385 | 293.13
|  |  | 286 | 2.86 | 293.1385 | 293.1383 | 293.13
|  |  | 287 | 2.87 | 293.1383 | 293.1381 | 293.13
|  |  | 288 | 2.88 | 293.1381 | 293.1378 | 293.13
|  |  | 289 | 2.89 | 293.1378 | 293.1376 | 293.13
|  |  | 290 | 2.9 | 293.1376 | 293.1374 | 293.13
|  |  | 291 | 2.91 | 293.1374 | 293.1372 | 293.13
|  |  | 292 | 2.92 | 293.1372 | 293.137 | 293.13
|  |  | 293 | 2.93 | 293.137 | 293.1368 | 293.13
|  |  | 294 | 2.94 | 293.1368 | 293.1367 | 293.13
|  |  | 295 | 2.95 | 293.1367 | 293.1365 | 293.13
|  |  | 296 | 2.96 | 293.1365 | 293.1363 | 293.13
|  |  | 297 | 2.97 | 293.1363 | 293.1361 | 293.13
|  |  | 298 | 2.98 | 293.1361 | 293.136 | 293.13
|  |  | 299 | 2.99 | 293.136 | 293.1358 | 293.13
|  |  | 300 | 3 | 293.1358 | 293.1357 | 293.13
|  |  | 301 | 3.01 | 293.1357 | 293.1355 | 293.13
|  |  | 302 | 3.02 | 293.1355 | 293.1354 | 293.13
|  |  | 303 | 3.03 | 293.1354 | 293.1352 | 293.13
|  |  | 304 | 3.04 | 293.1352 | 293.1351 | 293.13
|  |  | 305 | 3.05 | 293.1351 | 293.1349 | 293.13
|  |  | 306 | 3.06 | 293.1349 | 293.1348 | 293.13
|  |  | 307 | 3.07 | 293.1348 | 293.1347 | 293.13
|  |  | 308 | 3.08 | 293.1347 | 293.1346 | 293.13
|  |  | 309 | 3.09 | 293.1346 | 293.1344 | 293.13
|  |  | 310 | 3.1 | 293.1344 | 293.1343 | 293.13
|  |  | 311 | 3.11 | 293.1343 | 293.1342 | 293.13
|  |  | 312 | 3.12 | 293.1342 | 293.1341 | 293.13
|  |  | 313 | 3.13 | 293.1341 | 293.134 | 293.13
|  |  | 314 | 3.14 | 293.134 | 293.1339 | 293.13
|  |  | 315 | 3.15 | 293.1339 | 293.1338 | 293.13
|  |  | 316 | 3.16 | 293.1338 | 293.1337 | 293.13
|  |  | 317 | 3.17 | 293.1337 | 293.1336 | 293.13
|  |  | 318 | 3.18 | 293.1336 | 293.1335 | 293.13
|  |  | 319 | 3.19 | 293.1335 | 293.1334 | 293.13
|  |  | 320 | 3.2 | 293.1334 | 293.1333 | 293.13
|  |  | 321 | 3.21 | 293.1333 | 293.1332 | 293.13
|  |  | 322 | 3.22 | 293.1332 | 293.1331 | 293.13
|  |  | 323 | 3.23 | 293.1331 | 293.133 | 293.13
|  |  | 324 | 3.24 | 293.133 | 293.1329 | 293.13
|  |  | 325 | 3.25 | 293.1329 | 293.1329 | 293.13
|  |  | 326 | 3.26 | 293.1329 | 293.1328 | 293.13
|  |  | 327 | 3.27 | 293.1328 | 293.1327 | 293.13
|  |  | 328 | 3.28 | 293.1327 | 293.1326 | 293.13
|  |  | 329 | 3.29 | 293.1326 | 293.1326 | 293.13
|  |  | 330 | 3.3 | 293.1326 | 293.1325 | 293.13
|  |  | 331 | 3.31 | 293.1325 | 293.1324 | 293.13
|  |  | 332 | 3.32 | 293.1324 | 293.1324 | 293.13
|  |  | 333 | 3.33 | 293.1324 | 293.1323 | 293.13
|  |  | 334 | 3.34 | 293.1323 | 293.1322 | 293.13
|  |  | 335 | 3.35 | 293.1322 | 293.1322 | 293.13
|  |  | 336 | 3.36 | 293.1322 | 293.1321 | 293.13
|  |  | 337 | 3.37 | 293.1321 | 293.1321 | 293.13
|  |  | 338 | 3.38 | 293.1321 | 293.132 | 293.13
|  |  | 339 | 3.39 | 293.132 | 293.132 | 293.13
|  |  | 340 | 3.4 | 293.132 | 293.1319 | 293.13
|  |  | 341 | 3.41 | 293.1319 | 293.1319 | 293.13
|  |  | 342 | 3.42 | 293.1319 | 293.1318 | 293.13
|  |  | 343 | 3.43 | 293.1318 | 293.1318 | 293.13
|  |  | 344 | 3.44 | 293.1318 | 293.1317 | 293.13
|  |  | 345 | 3.45 | 293.1317 | 293.1317 | 293.13
|  |  | 346 | 3.46 | 293.1317 | 293.1316 | 293.13
|  |  | 347 | 3.47 | 293.1316 | 293.1316 | 293.13
|  |  | 348 | 3.48 | 293.1316 | 293.1315 | 293.13
|  |  | 349 | 3.49 | 293.1315 | 293.1315 | 293.13
|  |  | 350 | 3.5 | 293.1315 | 293.1315 | 293.13
|  |  | 351 | 3.51 | 293.1315 | 293.1314 | 293.13
|  |  | 352 | 3.52 | 293.1314 | 293.1314 | 293.13
|  |  | 353 | 3.53 | 293.1314 | 293.1313 | 293.13
|  |  | 354 | 3.54 | 293.1313 | 293.1313 | 293.13
|  |  | 355 | 3.55 | 293.1313 | 293.1313 | 293.13
|  |  | 356 | 3.56 | 293.1313 | 293.1312 | 293.13
|  |  | 357 | 3.57 | 293.1312 | 293.1312 | 293.13
|  |  | 358 | 3.58 | 293.1312 | 293.1312 | 293.13
|  |  | 359 | 3.59 | 293.1312 | 293.1311 | 293.13
|  |  | 360 | 3.6 | 293.1311 | 293.1311 | 293.13
|  |  | 361 | 3.61 | 293.1311 | 293.1311 | 293.13
|  |  | 362 | 3.62 | 293.1311 | 293.1311 | 293.13
|  |  | 363 | 3.63 | 293.1311 | 293.131 | 293.13
|  |  | 364 | 3.64 | 293.131 | 293.131 | 293.13
|  |  | 365 | 3.65 | 293.131 | 293.131 | 293.13
|  |  | 366 | 3.66 | 293.131 | 293.1309 | 293.13
|  |  | 367 | 3.67 | 293.1309 | 293.1309 | 293.13
|  |  | 368 | 3.68 | 293.1309 | 293.1309 | 293.13
|  |  | 369 | 3.69 | 293.1309 | 293.1309 | 293.13
|  |  | 370 | 3.7 | 293.1309 | 293.1308 | 293.13
|  |  | 371 | 3.71 | 293.1308 | 293.1308 | 293.13
|  |  | 372 | 3.72 | 293.1308 | 293.1308 | 293.13
|  |  | 373 | 3.73 | 293.1308 | 293.1308 | 293.13
|  |  | 374 | 3.74 | 293.1308 | 293.1308 | 293.13
|  |  | 375 | 3.75 | 293.1308 | 293.1307 | 293.13
|  |  | 376 | 3.76 | 293.1307 | 293.1307 | 293.13
|  |  | 377 | 3.77 | 293.1307 | 293.1307 | 293.13
|  |  | 378 | 3.78 | 293.1307 | 293.1307 | 293.13
|  |  | 379 | 3.79 | 293.1307 | 293.1307 | 293.13
|  |  | 380 | 3.8 | 293.1307 | 293.1306 | 293.13
|  |  | 381 | 3.81 | 293.1306 | 293.1306 | 293.13
|  |  | 382 | 3.82 | 293.1306 | 293.1306 | 293.13
|  |  | 383 | 3.83 | 293.1306 | 293.1306 | 293.13
|  |  | 384 | 3.84 | 293.1306 | 293.1306 | 293.13
|  |  | 385 | 3.85 | 293.1306 | 293.1306 | 293.13
|  |  | 386 | 3.86 | 293.1306 | 293.1305 | 293.13
|  |  | 387 | 3.87 | 293.1305 | 293.1305 | 293.13
|  |  | 388 | 3.88 | 293.1305 | 293.1305 | 293.13
|  |  | 389 | 3.89 | 293.1305 | 293.1305 | 293.13
|  |  | 390 | 3.9 | 293.1305 | 293.1305 | 293.13
|  |  | 391 | 3.91 | 293.1305 | 293.1305 | 293.13
|  |  | 392 | 3.92 | 293.1305 | 293.1305 | 293.13
|  |  | 393 | 3.93 | 293.1305 | 293.1305 | 293.13
|  |  | 394 | 3.94 | 293.1305 | 293.1304 | 293.13
|  |  | 395 | 3.95 | 293.1304 | 293.1304 | 293.13
|  |  | 396 | 3.96 | 293.1304 | 293.1304 | 293.13
|  |  | 397 | 3.97 | 293.1304 | 293.1304 | 293.13
|  |  | 398 | 3.98 | 293.1304 | 293.1304 | 293.13
|  |  | 399 | 3.99 | 293.1304 | 293.1304 | 293.13
|  |  | 400 | 4 | 293.1304 | 293.1304 | 293.13
|  |  | 401 | 4.01 | 293.1304 | 293.1304 | 293.13
|  |  | 402 | 4.02 | 293.1304 | 293.1304 | 293.13
|  |  | 403 | 4.03 | 293.1304 | 293.1303 | 293.13
|  |  | 404 | 4.04 | 293.1303 | 293.1303 | 293.13
|  |  | 405 | 4.05 | 293.1303 | 293.1303 | 293.13
|  |  | 406 | 4.06 | 293.1303 | 293.1303 | 293.13
|  |  | 407 | 4.07 | 293.1303 | 293.1303 | 293.13
|  |  | 408 | 4.08 | 293.1303 | 293.1303 | 293.13
|  |  | 409 | 4.09 | 293.1303 | 293.1303 | 293.13
|  |  | 410 | 4.1 | 293.1303 | 293.1303 | 293.13
|  |  | 411 | 4.11 | 293.1303 | 293.1303 | 293.13
|  |  | 412 | 4.12 | 293.1303 | 293.1303 | 293.13
|  |  | 413 | 4.13 | 293.1303 | 293.1303 | 293.13
|  |  | 414 | 4.14 | 293.1303 | 293.1303 | 293.13
|  |  | 415 | 4.15 | 293.1303 | 293.1302 | 293.13
|  |  | 416 | 4.16 | 293.1302 | 293.1302 | 293.13
|  |  | 417 | 4.17 | 293.1302 | 293.1302 | 293.13
|  |  | 418 | 4.18 | 293.1302 | 293.1302 | 293.13
|  |  | 419 | 4.19 | 293.1302 | 293.1302 | 293.13
|  |  | 420 | 4.2 | 293.1302 | 293.1302 | 293.13
|  |  | 421 | 4.21 | 293.1302 | 293.1302 | 293.13
|  |  | 422 | 4.22 | 293.1302 | 293.1302 | 293.13
|  |  | 423 | 4.23 | 293.1302 | 293.1302 | 293.13
|  |  | 424 | 4.24 | 293.1302 | 293.1302 | 293.13
|  |  | 425 | 4.25 | 293.1302 | 293.1302 | 293.13
|  |  | 426 | 4.26 | 293.1302 | 293.1302 | 293.13
|  |  | 427 | 4.27 | 293.1302 | 293.1302 | 293.13
|  |  | 428 | 4.28 | 293.1302 | 293.1302 | 293.13
|  |  | 429 | 4.29 | 293.1302 | 293.1302 | 293.13
|  |  | 430 | 4.3 | 293.1302 | 293.1302 | 293.13
|  |  | 431 | 4.31 | 293.1302 | 293.1302 | 293.13
|  |  | 432 | 4.32 | 293.1302 | 293.1302 | 293.13
|  |  | 433 | 4.33 | 293.1302 | 293.1302 | 293.13
|  |  | 434 | 4.34 | 293.1302 | 293.1301 | 293.13
|  |  | 435 | 4.35 | 293.1301 | 293.1301 | 293.13
|  |  | 436 | 4.36 | 293.1301 | 293.1301 | 293.13
|  |  | 437 | 4.37 | 293.1301 | 293.1301 | 293.13
|  |  | 438 | 4.38 | 293.1301 | 293.1301 | 293.13
|  |  | 439 | 4.39 | 293.1301 | 293.1301 | 293.13
|  |  | 440 | 4.4 | 293.1301 | 293.1301 | 293.13
|  |  | 441 | 4.41 | 293.1301 | 293.1301 | 293.13
|  |  | 442 | 4.42 | 293.1301 | 293.1301 | 293.13
|  |  | 443 | 4.43 | 293.1301 | 293.1301 | 293.13
|  |  | 444 | 4.44 | 293.1301 | 293.1301 | 293.13
|  |  | 445 | 4.45 | 293.1301 | 293.1301 | 293.13
|  |  | 446 | 4.46 | 293.1301 | 293.1301 | 293.13
|  |  | 447 | 4.47 | 293.1301 | 293.1301 | 293.13
|  |  | 448 | 4.48 | 293.1301 | 293.1301 | 293.13
|  |  | 449 | 4.49 | 293.1301 | 293.1301 | 293.13
|  |  | 450 | 4.5 | 293.1301 | 293.1301 | 293.13
|  |  | 451 | 4.51 | 293.1301 | 293.1301 | 293.13
|  |  | 452 | 4.52 | 293.1301 | 293.1301 | 293.13
|  |  | 453 | 4.53 | 293.1301 | 293.1301 | 293.13
|  |  | 454 | 4.54 | 293.1301 | 293.1301 | 293.13
|  |  | 455 | 4.55 | 293.1301 | 293.1301 | 293.13
|  |  | 456 | 4.56 | 293.1301 | 293.1301 | 293.13
|  |  | 457 | 4.57 | 293.1301 | 293.1301 | 293.13
|  |  | 458 | 4.58 | 293.1301 | 293.1301 | 293.13
|  |  | 459 | 4.59 | 293.1301 | 293.1301 | 293.13
|  |  | 460 | 4.6 | 293.1301 | 293.1301 | 293.13
|  |  | 461 | 4.61 | 293.1301 | 293.1301 | 293.13
|  |  | 462 | 4.62 | 293.1301 | 293.1301 | 293.13
|  |  | 463 | 4.63 | 293.1301 | 293.1301 | 293.13
|  |  | 464 | 4.64 | 293.1301 | 293.1301 | 293.13
|  |  | 465 | 4.65 | 293.1301 | 293.1301 | 293.13
|  |  | 466 | 4.66 | 293.1301 | 293.1301 | 293.13
|  |  | 467 | 4.67 | 293.1301 | 293.1301 | 293.13
|  |  | 468 | 4.68 | 293.1301 | 293.1301 | 293.13
|  |  | 469 | 4.69 | 293.1301 | 293.1301 | 293.13
|  |  | 470 | 4.7 | 293.1301 | 293.1301 | 293.13
|  |  | 471 | 4.71 | 293.1301 | 293.1301 | 293.13
|  |  | 472 | 4.72 | 293.1301 | 293.1301 | 293.13
|  |  | 473 | 4.73 | 293.1301 | 293.1301 | 293.13
|  |  | 474 | 4.74 | 293.1301 | 293.1301 | 293.13
|  |  | 475 | 4.75 | 293.1301 | 293.13 | 293.13
|  |  | 476 | 4.76 | 293.13 | 293.13 | 293.13
|  |  | 477 | 4.77 | 293.13 | 293.13 | 293.13
|  |  | 478 | 4.78 | 293.13 | 293.13 | 293.13
|  |  | 479 | 4.79 | 293.13 | 293.13 | 293.13
|  |  | 480 | 4.8 | 293.13 | 293.13 | 293.13
|  |  | 481 | 4.81 | 293.13 | 293.13 | 293.13
|  |  | 482 | 4.82 | 293.13 | 293.13 | 293.13
|  |  | 483 | 4.83 | 293.13 | 293.13 | 293.13
|  |  | 484 | 4.84 | 293.13 | 293.13 | 293.13
|  |  | 485 | 4.85 | 293.13 | 293.13 | 293.13
|  |  | 486 | 4.86 | 293.13 | 293.13 | 293.13
|  |  | 487 | 4.87 | 293.13 | 293.13 | 293.13
|  |  | 488 | 4.88 | 293.13 | 293.13 | 293.13
|  |  | 489 | 4.89 | 293.13 | 293.13 | 293.13
|  |  | 490 | 4.9 | 293.13 | 293.13 | 293.13
|  |  | 491 | 4.91 | 293.13 | 293.13 | 293.13
|  |  | 492 | 4.92 | 293.13 | 293.13 | 293.13
|  |  | 493 | 4.93 | 293.13 | 293.13 | 293.13
|  |  | 494 | 4.94 | 293.13 | 293.13 | 293.13
|  |  | 495 | 4.95 | 293.13 | 293.13 | 293.13
|  |  | 496 | 4.96 | 293.13 | 293.13 | 293.13
|  |  | 497 | 4.97 | 293.13 | 293.13 | 293.13
|  |  | 498 | 4.98 | 293.13 | 293.13 | 293.13
|  |  | 499 | 4.99 | 293.13 | 293.13 | 293.13
|  |  | 500 | 5 | 293.13 | 293.13 | 293.13
|  |  | 501 | 5.01 | 293.13 | 293.13 | 293.13
|  |  | 502 | 5.02 | 293.13 | 293.13 | 293.13
|  |  | 503 | 5.03 | 293.13 | 293.13 | 293.13
|  |  | 504 | 5.04 | 293.13 | 293.13 | 293.13
|  |  | 505 | 5.05 | 293.13 | 293.13 | 293.13
|  |  | 506 | 5.06 | 293.13 | 293.13 | 293.13
|  |  | 507 | 5.07 | 293.13 | 293.13 | 293.13
|  |  | 508 | 5.08 | 293.13 | 293.13 | 293.13
|  |  | 509 | 5.09 | 293.13 | 293.13 | 293.13
|  |  | 510 | 5.1 | 293.13 | 293.13 | 293.13
|  |  | 511 | 5.11 | 293.13 | 293.13 | 293.13
|  |  | 512 | 5.12 | 293.13 | 293.13 | 293.13
|  |  | 513 | 5.13 | 293.13 | 293.13 | 293.13
|  |  | 514 | 5.14 | 293.13 | 293.13 | 293.13
|  |  | 515 | 5.15 | 293.13 | 293.13 | 293.13
|  |  | 516 | 5.16 | 293.13 | 293.13 | 293.13
|  |  | 517 | 5.17 | 293.13 | 293.13 | 293.13
|  |  | 518 | 5.18 | 293.13 | 293.13 | 293.13
|  |  | 519 | 5.19 | 293.13 | 293.13 | 293.13
|  |  | 520 | 5.2 | 293.13 | 293.13 | 293.13
|  |  | 521 | 5.21 | 293.13 | 293.13 | 293.13
|  |  | 522 | 5.22 | 293.13 | 293.13 | 293.13
|  |  | 523 | 5.23 | 293.13 | 293.13 | 293.13
|  |  | 524 | 5.24 | 293.13 | 293.13 | 293.13
|  |  | 525 | 5.25 | 293.13 | 293.13 | 293.13
|  |  | 526 | 5.26 | 293.13 | 293.13 | 293.13
|  |  | 527 | 5.27 | 293.13 | 293.13 | 293.13
|  |  | 528 | 5.28 | 293.13 | 293.13 | 293.13
|  |  | 529 | 5.29 | 293.13 | 293.13 | 293.13
|  |  | 530 | 5.3 | 293.13 | 293.13 | 293.13
|  |  | 531 | 5.31 | 293.13 | 293.13 | 293.13
|  |  | 532 | 5.32 | 293.13 | 293.13 | 293.13
|  |  | 533 | 5.33 | 293.13 | 293.13 | 293.13
|  |  | 534 | 5.34 | 293.13 | 293.13 | 293.13
|  |  | 535 | 5.35 | 293.13 | 293.13 | 293.13
|  |  | 536 | 5.36 | 293.13 | 293.13 | 293.13
|  |  | 537 | 5.37 | 293.13 | 293.13 | 293.13
|  |  | 538 | 5.38 | 293.13 | 293.13 | 293.13
|  |  | 539 | 5.39 | 293.13 | 293.13 | 293.13
|  |  | 540 | 5.4 | 293.13 | 293.13 | 293.13
|  |  | 541 | 5.41 | 293.13 | 293.13 | 293.13
|  |  | 542 | 5.42 | 293.13 | 293.13 | 293.13
|  |  | 543 | 5.43 | 293.13 | 293.13 | 293.13
|  |  | 544 | 5.44 | 293.13 | 293.13 | 293.13
|  |  | 545 | 5.45 | 293.13 | 293.13 | 293.13
|  |  | 546 | 5.46 | 293.13 | 293.13 | 293.13
|  |  | 547 | 5.47 | 293.13 | 293.13 | 293.13
|  |  | 548 | 5.48 | 293.13 | 293.13 | 293.13
|  |  | 549 | 5.49 | 293.13 | 293.13 | 293.13
|  |  | 550 | 5.5 | 293.13 | 293.13 | 293.13
|  |  | 551 | 5.51 | 293.13 | 293.13 | 293.13
|  |  | 552 | 5.52 | 293.13 | 293.13 | 293.13
|  |  | 553 | 5.53 | 293.13 | 293.13 | 293.13
|  |  | 554 | 5.54 | 293.13 | 293.13 | 293.13
|  |  | 555 | 5.55 | 293.13 | 293.13 | 293.13
|  |  | 556 | 5.56 | 293.13 | 293.13 | 293.13
|  |  | 557 | 5.57 | 293.13 | 293.13 | 293.13
|  |  | 558 | 5.58 | 293.13 | 293.13 | 293.13
|  |  | 559 | 5.59 | 293.13 | 293.13 | 293.13
|  |  | 560 | 5.6 | 293.13 | 293.13 | 293.13
|  |  | 561 | 5.61 | 293.13 | 293.13 | 293.13
|  |  | 562 | 5.62 | 293.13 | 293.13 | 293.13
|  |  | 563 | 5.63 | 293.13 | 293.13 | 293.13
|  |  | 564 | 5.64 | 293.13 | 293.13 | 293.13
|  |  | 565 | 5.65 | 293.13 | 293.13 | 293.13
|  |  | 566 | 5.66 | 293.13 | 293.13 | 293.13
|  |  | 567 | 5.67 | 293.13 | 293.13 | 293.13
|  |  | 568 | 5.68 | 293.13 | 293.13 | 293.13
|  |  | 569 | 5.69 | 293.13 | 293.13 | 293.13
|  |  | 570 | 5.7 | 293.13 | 293.13 | 293.13
|  |  | 571 | 5.71 | 293.13 | 293.13 | 293.13
|  |  | 572 | 5.72 | 293.13 | 293.13 | 293.13
|  |  | 573 | 5.73 | 293.13 | 293.13 | 293.13
|  |  | 574 | 5.74 | 293.13 | 293.13 | 293.13
|  |  | 575 | 5.75 | 293.13 | 293.13 | 293.13
|  |  | 576 | 5.76 | 293.13 | 293.13 | 293.13
|  |  | 577 | 5.77 | 293.13 | 293.13 | 293.13
|  |  | 578 | 5.78 | 293.13 | 293.13 | 293.13
|  |  | 579 | 5.79 | 293.13 | 293.13 | 293.13
|  |  | 580 | 5.8 | 293.13 | 293.13 | 293.13
|  |  | 581 | 5.81 | 293.13 | 293.13 | 293.13
|  |  | 582 | 5.82 | 293.13 | 293.13 | 293.13
|  |  | 583 | 5.83 | 293.13 | 293.13 | 293.13
|  |  | 584 | 5.84 | 293.13 | 293.13 | 293.13
|  |  | 585 | 5.85 | 293.13 | 293.13 | 293.13
|  |  | 586 | 5.86 | 293.13 | 293.13 | 293.13
|  |  | 587 | 5.87 | 293.13 | 293.13 | 293.13
|  |  | 588 | 5.88 | 293.13 | 293.13 | 293.13
|  |  | 589 | 5.89 | 293.13 | 293.13 | 293.13
|  |  | 590 | 5.9 | 293.13 | 293.13 | 293.13
|  |  | 591 | 5.91 | 293.13 | 293.13 | 293.13
|  |  | 592 | 5.92 | 293.13 | 293.13 | 293.13
|  |  | 593 | 5.93 | 293.13 | 293.13 | 293.13
|  |  | 594 | 5.94 | 293.13 | 293.13 | 293.13
|  |  | 595 | 5.95 | 293.13 | 293.13 | 293.13
|  |  | 596 | 5.96 | 293.13 | 293.13 | 293.13
|  |  | 597 | 5.97 | 293.13 | 293.13 | 293.13
|  |  | 598 | 5.98 | 293.13 | 293.13 | 293.13
|  |  | 599 | 5.99 | 293.13 | 293.13 | 293.13
|  |  | 600 | 6 | 293.13 | 293.13 | 293.13
|  |  | 601 | 6.01 | 293.13 | 293.13 | 293.13
|  |  | 602 | 6.02 | 293.13 | 293.13 | 293.13
|  |  | 603 | 6.03 | 293.13 | 293.13 | 293.13
|  |  | 604 | 6.04 | 293.13 | 293.13 | 293.13
|  |  | 605 | 6.05 | 293.13 | 293.13 | 293.13
|  |  | 606 | 6.06 | 293.13 | 293.13 | 293.13
|  |  | 607 | 6.07 | 293.13 | 293.13 | 293.13
|  |  | 608 | 6.08 | 293.13 | 293.13 | 293.13
|  |  | 609 | 6.09 | 293.13 | 293.13 | 293.13
|  |  | 610 | 6.1 | 293.13 | 293.13 | 293.13
|  |  | 611 | 6.11 | 293.13 | 293.13 | 293.13
|  |  | 612 | 6.12 | 293.13 | 293.13 | 293.13
|  |  | 613 | 6.13 | 293.13 | 293.13 | 293.13
|  |  | 614 | 6.14 | 293.13 | 293.13 | 293.13
|  |  | 615 | 6.15 | 293.13 | 293.13 | 293.13
|  |  | 616 | 6.16 | 293.13 | 293.13 | 293.13
|  |  | 617 | 6.17 | 293.13 | 293.13 | 293.13
|  |  | 618 | 6.18 | 293.13 | 293.13 | 293.13
|  |  | 619 | 6.19 | 293.13 | 293.13 | 293.13
|  |  | 620 | 6.2 | 293.13 | 293.13 | 293.13
|  |  | 621 | 6.21 | 293.13 | 293.13 | 293.13
|  |  | 622 | 6.22 | 293.13 | 293.13 | 293.13
|  |  | 623 | 6.23 | 293.13 | 293.13 | 293.13
|  |  | 624 | 6.24 | 293.13 | 293.13 | 293.13
|  |  | 625 | 6.25 | 293.13 | 293.13 | 293.13
|  |  | 626 | 6.26 | 293.13 | 293.13 | 293.13
|  |  | 627 | 6.27 | 293.13 | 293.13 | 293.13
|  |  | 628 | 6.28 | 293.13 | 293.13 | 293.13
|  |  | 629 | 6.29 | 293.13 | 293.13 | 293.13
|  |  | 630 | 6.3 | 293.13 | 293.13 | 293.13
|  |  | 631 | 6.31 | 293.13 | 293.13 | 293.13
|  |  | 632 | 6.32 | 293.13 | 293.13 | 293.13
|  |  | 633 | 6.33 | 293.13 | 293.13 | 293.13
|  |  | 634 | 6.34 | 293.13 | 293.13 | 293.13
|  |  | 635 | 6.35 | 293.13 | 293.13 | 293.13
|  |  | 636 | 6.36 | 293.13 | 293.13 | 293.13
|  |  | 637 | 6.37 | 293.13 | 293.13 | 293.13
|  |  | 638 | 6.38 | 293.13 | 293.13 | 293.13
|  |  | 639 | 6.39 | 293.13 | 293.13 | 293.13
|  |  | 640 | 6.4 | 293.13 | 293.13 | 293.13
|  |  | 641 | 6.41 | 293.13 | 293.13 | 293.13
|  |  | 642 | 6.42 | 293.13 | 293.13 | 293.13
|  |  | 643 | 6.43 | 293.13 | 293.13 | 293.13
|  |  | 644 | 6.44 | 293.13 | 293.13 | 293.13
|  |  | 645 | 6.45 | 293.13 | 293.13 | 293.13
|  |  | 646 | 6.46 | 293.13 | 293.13 | 293.13
|  |  | 647 | 6.47 | 293.13 | 293.13 | 293.13
|  |  | 648 | 6.48 | 293.13 | 293.13 | 293.13
|  |  | 649 | 6.49 | 293.13 | 293.13 | 293.13
|  |  | 650 | 6.5 | 293.13 | 293.13 | 293.13
|  |  | 651 | 6.51 | 293.13 | 293.13 | 293.13
|  |  | 652 | 6.52 | 293.13 | 293.13 | 293.13
|  |  | 653 | 6.53 | 293.13 | 293.13 | 293.13
|  |  | 654 | 6.54 | 293.13 | 293.13 | 293.13
|  |  | 655 | 6.55 | 293.13 | 293.13 | 293.13
|  |  | 656 | 6.56 | 293.13 | 293.13 | 293.13
|  |  | 657 | 6.57 | 293.13 | 293.13 | 293.13
|  |  | 658 | 6.58 | 293.13 | 293.13 | 293.13
|  |  | 659 | 6.59 | 293.13 | 293.13 | 293.13
|  |  | 660 | 6.6 | 293.13 | 293.13 | 293.13
|  |  | 661 | 6.61 | 293.13 | 293.13 | 293.13
|  |  | 662 | 6.62 | 293.13 | 293.13 | 293.13
|  |  | 663 | 6.63 | 293.13 | 293.13 | 293.13
|  |  | 664 | 6.64 | 293.13 | 293.13 | 293.13
|  |  | 665 | 6.65 | 293.13 | 293.13 | 293.13
|  |  | 666 | 6.66 | 293.13 | 293.13 | 293.13
|  |  | 667 | 6.67 | 293.13 | 293.13 | 293.13
|  |  | 668 | 6.68 | 293.13 | 293.13 | 293.13
|  |  | 669 | 6.69 | 293.13 | 293.13 | 293.13
|  |  | 670 | 6.7 | 293.13 | 293.13 | 293.13
|  |  | 671 | 6.71 | 293.13 | 293.13 | 293.13
|  |  | 672 | 6.72 | 293.13 | 293.13 | 293.13
|  |  | 673 | 6.73 | 293.13 | 293.13 | 293.13
|  |  | 674 | 6.74 | 293.13 | 293.13 | 293.13
|  |  | 675 | 6.75 | 293.13 | 293.13 | 293.13
|  |  | 676 | 6.76 | 293.13 | 293.13 | 293.13
|  |  | 677 | 6.77 | 293.13 | 293.13 | 293.13
|  |  | 678 | 6.78 | 293.13 | 293.13 | 293.13
|  |  | 679 | 6.79 | 293.13 | 293.13 | 293.13
|  |  | 680 | 6.8 | 293.13 | 293.13 | 293.13
|  |  | 681 | 6.81 | 293.13 | 293.13 | 293.13
|  |  | 682 | 6.82 | 293.13 | 293.13 | 293.13
|  |  | 683 | 6.83 | 293.13 | 293.13 | 293.13
|  |  | 684 | 6.84 | 293.13 | 293.13 | 293.13
|  |  | 685 | 6.85 | 293.13 | 293.13 | 293.13
|  |  | 686 | 6.86 | 293.13 | 293.13 | 293.13
|  |  | 687 | 6.87 | 293.13 | 293.13 | 293.13
|  |  | 688 | 6.88 | 293.13 | 293.13 | 293.13
|  |  | 689 | 6.89 | 293.13 | 293.13 | 293.13
|  |  | 690 | 6.9 | 293.13 | 293.13 | 293.13
|  |  | 691 | 6.91 | 293.13 | 293.13 | 293.13
|  |  | 692 | 6.92 | 293.13 | 293.13 | 293.13
|  |  | 693 | 6.93 | 293.13 | 293.13 | 293.13
|  |  | 694 | 6.94 | 293.13 | 293.13 | 293.13
|  |  | 695 | 6.95 | 293.13 | 293.13 | 293.13
|  |  | 696 | 6.96 | 293.13 | 293.13 | 293.13
|  |  | 697 | 6.97 | 293.13 | 293.13 | 293.13
|  |  | 698 | 6.98 | 293.13 | 293.13 | 293.13
|  |  | 699 | 6.99 | 293.13 | 293.13 | 293.13
|  |  | 700 | 7 | 293.13 | 293.13 | 293.13
|  |  | 701 | 7.01 | 293.13 | 293.13 | 293.13
|  |  | 702 | 7.02 | 293.13 | 293.13 | 293.13
|  |  | 703 | 7.03 | 293.13 | 293.13 | 293.13
|  |  | 704 | 7.04 | 293.13 | 293.13 | 293.13
|  |  | 705 | 7.05 | 293.13 | 293.13 | 293.13
|  |  | 706 | 7.06 | 293.13 | 293.13 | 293.13
|  |  | 707 | 7.07 | 293.13 | 293.13 | 293.13
|  |  | 708 | 7.08 | 293.13 | 293.13 | 293.13
|  |  | 709 | 7.09 | 293.13 | 293.13 | 293.13
|  |  | 710 | 7.1 | 293.13 | 293.13 | 293.13
|  |  | 711 | 7.11 | 293.13 | 293.13 | 293.13
|  |  | 712 | 7.12 | 293.13 | 293.13 | 293.13
|  |  | 713 | 7.13 | 293.13 | 293.13 | 293.13
|  |  | 714 | 7.14 | 293.13 | 293.13 | 293.13
|  |  | 715 | 7.15 | 293.13 | 293.13 | 293.13
|  |  | 716 | 7.16 | 293.13 | 293.13 | 293.13
|  |  | 717 | 7.17 | 293.13 | 293.13 | 293.13
|  |  | 718 | 7.18 | 293.13 | 293.13 | 293.13
|  |  | 719 | 7.19 | 293.13 | 293.13 | 293.13
|  |  | 720 | 7.2 | 293.13 | 293.13 | 293.13
|  |  | 721 | 7.21 | 293.13 | 293.13 | 293.13
|  |  | 722 | 7.22 | 293.13 | 293.13 | 293.13
|  |  | 723 | 7.23 | 293.13 | 293.13 | 293.13
|  |  | 724 | 7.24 | 293.13 | 293.13 | 293.13
|  |  | 725 | 7.25 | 293.13 | 293.13 | 293.13
|  |  | 726 | 7.26 | 293.13 | 293.13 | 293.13
|  |  | 727 | 7.27 | 293.13 | 293.13 | 293.13
|  |  | 728 | 7.28 | 293.13 | 293.13 | 293.13
|  |  | 729 | 7.29 | 293.13 | 293.13 | 293.13
|  |  | 730 | 7.3 | 293.13 | 293.13 | 293.13
|  |  | 731 | 7.31 | 293.13 | 293.13 | 293.13
|  |  | 732 | 7.32 | 293.13 | 293.13 | 293.13
|  |  | 733 | 7.33 | 293.13 | 293.13 | 293.13
|  |  | 734 | 7.34 | 293.13 | 293.13 | 293.13
|  |  | 735 | 7.35 | 293.13 | 293.13 | 293.13
|  |  | 736 | 7.36 | 293.13 | 293.13 | 293.13
|  |  | 737 | 7.37 | 293.13 | 293.13 | 293.13
|  |  | 738 | 7.38 | 293.13 | 293.13 | 293.13
|  |  | 739 | 7.39 | 293.13 | 293.13 | 293.13
|  |  | 740 | 7.4 | 293.13 | 293.13 | 293.13
|  |  | 741 | 7.41 | 293.13 | 293.13 | 293.13
|  |  | 742 | 7.42 | 293.13 | 293.13 | 293.13
|  |  | 743 | 7.43 | 293.13 | 293.13 | 293.13
|  |  | 744 | 7.44 | 293.13 | 293.13 | 293.13
|  |  | 745 | 7.45 | 293.13 | 293.13 | 293.13
|  |  | 746 | 7.46 | 293.13 | 293.13 | 293.13
|  |  | 747 | 7.47 | 293.13 | 293.13 | 293.13
|  |  | 748 | 7.48 | 293.13 | 293.13 | 293.13
|  |  | 749 | 7.49 | 293.13 | 293.13 | 293.13
|  |  | 750 | 7.5 | 293.13 | 293.13 | 293.13
|  |  | 751 | 7.51 | 293.13 | 293.13 | 293.13
|  |  | 752 | 7.52 | 293.13 | 293.13 | 293.13
|  |  | 753 | 7.53 | 293.13 | 293.13 | 293.13
|  |  | 754 | 7.54 | 293.13 | 293.13 | 293.13
|  |  | 755 | 7.55 | 293.13 | 293.13 | 293.13
|  |  | 756 | 7.56 | 293.13 | 293.13 | 293.13
|  |  | 757 | 7.57 | 293.13 | 293.13 | 293.13
|  |  | 758 | 7.58 | 293.13 | 293.13 | 293.13
|  |  | 759 | 7.59 | 293.13 | 293.13 | 293.13
|  |  | 760 | 7.6 | 293.13 | 293.13 | 293.13
|  |  | 761 | 7.61 | 293.13 | 293.13 | 293.13
|  |  | 762 | 7.62 | 293.13 | 293.13 | 293.13
|  |  | 763 | 7.63 | 293.13 | 293.13 | 293.13
|  |  | 764 | 7.64 | 293.13 | 293.13 | 293.13
|  |  | 765 | 7.65 | 293.13 | 293.13 | 293.13
|  |  | 766 | 7.66 | 293.13 | 293.13 | 293.13
|  |  | 767 | 7.67 | 293.13 | 293.13 | 293.13
|  |  | 768 | 7.68 | 293.13 | 293.13 | 293.13
|  |  | 769 | 7.69 | 293.13 | 293.13 | 293.13
|  |  | 770 | 7.7 | 293.13 | 293.13 | 293.13
|  |  | 771 | 7.71 | 293.13 | 293.13 | 293.13
|  |  | 772 | 7.72 | 293.13 | 293.13 | 293.13
|  |  | 773 | 7.73 | 293.13 | 293.13 | 293.13
|  |  | 774 | 7.74 | 293.13 | 293.13 | 293.13
|  |  | 775 | 7.75 | 293.13 | 293.13 | 293.13
|  |  | 776 | 7.76 | 293.13 | 293.13 | 293.13
|  |  | 777 | 7.77 | 293.13 | 293.13 | 293.13
|  |  | 778 | 7.78 | 293.13 | 293.13 | 293.13
|  |  | 779 | 7.79 | 293.13 | 293.13 | 293.13
|  |  | 780 | 7.8 | 293.13 | 293.13 | 293.13
|  |  | 781 | 7.81 | 293.13 | 293.13 | 293.13
|  |  | 782 | 7.82 | 293.13 | 293.13 | 293.13
|  |  | 783 | 7.83 | 293.13 | 293.13 | 293.13
|  |  | 784 | 7.84 | 293.13 | 293.13 | 293.13
|  |  | 785 | 7.85 | 293.13 | 293.13 | 293.13
|  |  | 786 | 7.86 | 293.13 | 293.13 | 293.13
|  |  | 787 | 7.87 | 293.13 | 293.13 | 293.13
|  |  | 788 | 7.88 | 293.13 | 293.13 | 293.13
|  |  | 789 | 7.89 | 293.13 | 293.13 | 293.13
|  |  | 790 | 7.9 | 293.13 | 293.13 | 293.13
|  |  | 791 | 7.91 | 293.13 | 293.13 | 293.13
|  |  | 792 | 7.92 | 293.13 | 293.13 | 293.13
|  |  | 793 | 7.93 | 293.13 | 293.13 | 293.13
|  |  | 794 | 7.94 | 293.13 | 293.13 | 293.13
|  |  | 795 | 7.95 | 293.13 | 293.13 | 293.13
|  |  | 796 | 7.96 | 293.13 | 293.13 | 293.13
|  |  | 797 | 7.97 | 293.13 | 293.13 | 293.13
|  |  | 798 | 7.98 | 293.13 | 293.13 | 293.13
|  |  | 799 | 7.99 | 293.13 | 293.13 | 293.13
|  |  | 800 | 8 | 293.13 | 293.13 | 293.13
|  |  | 801 | 8.01 | 293.13 | 293.13 | 293.13
|  |  | 802 | 8.02 | 293.13 | 293.13 | 293.13
|  |  | 803 | 8.03 | 293.13 | 293.13 | 293.13
|  |  | 804 | 8.04 | 293.13 | 293.13 | 293.13
|  |  | 805 | 8.05 | 293.13 | 293.13 | 293.13
|  |  | 806 | 8.06 | 293.13 | 293.13 | 293.13
|  |  | 807 | 8.07 | 293.13 | 293.13 | 293.13
|  |  | 808 | 8.08 | 293.13 | 293.13 | 293.13
|  |  | 809 | 8.09 | 293.13 | 293.13 | 293.13
|  |  | 810 | 8.1 | 293.13 | 293.13 | 293.13
|  |  | 811 | 8.11 | 293.13 | 293.13 | 293.13
|  |  | 812 | 8.12 | 293.13 | 293.13 | 293.13
|  |  | 813 | 8.13 | 293.13 | 293.13 | 293.13
|  |  | 814 | 8.14 | 293.13 | 293.13 | 293.13
|  |  | 815 | 8.15 | 293.13 | 293.13 | 293.13
|  |  | 816 | 8.16 | 293.13 | 293.13 | 293.13
|  |  | 817 | 8.17 | 293.13 | 293.13 | 293.13
|  |  | 818 | 8.18 | 293.13 | 293.13 | 293.13
|  |  | 819 | 8.19 | 293.13 | 293.13 | 293.13
|  |  | 820 | 8.2 | 293.13 | 293.13 | 293.13
|  |  | 821 | 8.21 | 293.13 | 293.13 | 293.13
|  |  | 822 | 8.22 | 293.13 | 293.13 | 293.13
|  |  | 823 | 8.23 | 293.13 | 293.13 | 293.13
|  |  | 824 | 8.24 | 293.13 | 293.13 | 293.13
|  |  | 825 | 8.25 | 293.13 | 293.13 | 293.13
|  |  | 826 | 8.26 | 293.13 | 293.13 | 293.13
|  |  | 827 | 8.27 | 293.13 | 293.13 | 293.13
|  |  | 828 | 8.28 | 293.13 | 293.13 | 293.13
|  |  | 829 | 8.29 | 293.13 | 293.13 | 293.13
|  |  | 830 | 8.3 | 293.13 | 293.13 | 293.13
|  |  | 831 | 8.31 | 293.13 | 293.13 | 293.13
|  |  | 832 | 8.32 | 293.13 | 293.13 | 293.13
|  |  | 833 | 8.33 | 293.13 | 293.13 | 293.13
|  |  | 834 | 8.34 | 293.13 | 293.13 | 293.13
|  |  | 835 | 8.35 | 293.13 | 293.13 | 293.13
|  |  | 836 | 8.36 | 293.13 | 293.13 | 293.13
|  |  | 837 | 8.37 | 293.13 | 293.13 | 293.13
|  |  | 838 | 8.38 | 293.13 | 293.13 | 293.13
|  |  | 839 | 8.39 | 293.13 | 293.13 | 293.13
|  |  | 840 | 8.4 | 293.13 | 293.13 | 293.13
|  |  | 841 | 8.41 | 293.13 | 293.13 | 293.13
|  |  | 842 | 8.42 | 293.13 | 293.13 | 293.13
|  |  | 843 | 8.43 | 293.13 | 293.13 | 293.13
|  |  | 844 | 8.44 | 293.13 | 293.13 | 293.13
|  |  | 845 | 8.45 | 293.13 | 293.13 | 293.13
|  |  | 846 | 8.46 | 293.13 | 293.13 | 293.13
|  |  | 847 | 8.47 | 293.13 | 293.13 | 293.13
|  |  | 848 | 8.48 | 293.13 | 293.13 | 293.13
|  |  | 849 | 8.49 | 293.13 | 293.13 | 293.13
|  |  | 850 | 8.5 | 293.13 | 293.13 | 293.13
|  |  | 851 | 8.51 | 293.13 | 293.13 | 293.13
|  |  | 852 | 8.52 | 293.13 | 293.13 | 293.13
|  |  | 853 | 8.53 | 293.13 | 293.13 | 293.13
|  |  | 854 | 8.54 | 293.13 | 293.13 | 293.13
|  |  | 855 | 8.55 | 293.13 | 293.13 | 293.13
|  |  | 856 | 8.56 | 293.13 | 293.13 | 293.13
|  |  | 857 | 8.57 | 293.13 | 293.13 | 293.13
|  |  | 858 | 8.58 | 293.13 | 293.13 | 293.13
|  |  | 859 | 8.59 | 293.13 | 293.13 | 293.13
|  |  | 860 | 8.6 | 293.13 | 293.13 | 293.13
|  |  | 861 | 8.61 | 293.13 | 293.13 | 293.13
|  |  | 862 | 8.62 | 293.13 | 293.13 | 293.13
|  |  | 863 | 8.63 | 293.13 | 293.13 | 293.13
|  |  | 864 | 8.64 | 293.13 | 293.13 | 293.13
|  |  | 865 | 8.65 | 293.13 | 293.13 | 293.13
|  |  | 866 | 8.66 | 293.13 | 293.13 | 293.13
|  |  | 867 | 8.67 | 293.13 | 293.13 | 293.13
|  |  | 868 | 8.68 | 293.13 | 293.13 | 293.13
|  |  | 869 | 8.69 | 293.13 | 293.13 | 293.13
|  |  | 870 | 8.7 | 293.13 | 293.13 | 293.13
|  |  | 871 | 8.71 | 293.13 | 293.13 | 293.13
|  |  | 872 | 8.72 | 293.13 | 293.13 | 293.13
|  |  | 873 | 8.73 | 293.13 | 293.13 | 293.13
|  |  | 874 | 8.74 | 293.13 | 293.13 | 293.13
|  |  | 875 | 8.75 | 293.13 | 293.13 | 293.13
|  |  | 876 | 8.76 | 293.13 | 293.13 | 293.13
|  |  | 877 | 8.77 | 293.13 | 293.13 | 293.13
|  |  | 878 | 8.78 | 293.13 | 293.13 | 293.13
|  |  | 879 | 8.79 | 293.13 | 293.13 | 293.13
|  |  | 880 | 8.8 | 293.13 | 293.13 | 293.13
|  |  | 881 | 8.81 | 293.13 | 293.13 | 293.13
|  |  | 882 | 8.82 | 293.13 | 293.13 | 293.13
|  |  | 883 | 8.83 | 293.13 | 293.13 | 293.13
|  |  | 884 | 8.84 | 293.13 | 293.13 | 293.13
|  |  | 885 | 8.85 | 293.13 | 293.13 | 293.13
|  |  | 886 | 8.86 | 293.13 | 293.13 | 293.13
|  |  | 887 | 8.87 | 293.13 | 293.13 | 293.13
|  |  | 888 | 8.88 | 293.13 | 293.13 | 293.13
|  |  | 889 | 8.89 | 293.13 | 293.13 | 293.13
|  |  | 890 | 8.9 | 293.13 | 293.13 | 293.13
|  |  | 891 | 8.91 | 293.13 | 293.13 | 293.13
|  |  | 892 | 8.92 | 293.13 | 293.13 | 293.13
|  |  | 893 | 8.93 | 293.13 | 293.13 | 293.13
|  |  | 894 | 8.94 | 293.13 | 293.13 | 293.13
|  |  | 895 | 8.95 | 293.13 | 293.13 | 293.13
|  |  | 896 | 8.96 | 293.13 | 293.13 | 293.13
|  |  | 897 | 8.97 | 293.13 | 293.13 | 293.13
|  |  | 898 | 8.98 | 293.13 | 293.13 | 293.13
|  |  | 899 | 8.99 | 293.13 | 293.13 | 293.13
|  |  | 900 | 9 | 293.13 | 293.13 | 293.13
|  |  | 901 | 9.01 | 293.13 | 293.13 | 293.13
|  |  | 902 | 9.02 | 293.13 | 293.13 | 293.13
|  |  | 903 | 9.03 | 293.13 | 293.13 | 293.13
|  |  | 904 | 9.04 | 293.13 | 293.13 | 293.13
|  |  | 905 | 9.05 | 293.13 | 293.13 | 293.13
|  |  | 906 | 9.06 | 293.13 | 293.13 | 293.13
|  |  | 907 | 9.07 | 293.13 | 293.13 | 293.13
|  |  | 908 | 9.08 | 293.13 | 293.13 | 293.13
|  |  | 909 | 9.09 | 293.13 | 293.13 | 293.13
|  |  | 910 | 9.1 | 293.13 | 293.13 | 293.13
|  |  | 911 | 9.11 | 293.13 | 293.13 | 293.13
|  |  | 912 | 9.12 | 293.13 | 293.13 | 293.13
|  |  | 913 | 9.13 | 293.13 | 293.13 | 293.13
|  |  | 914 | 9.14 | 293.13 | 293.13 | 293.13
|  |  | 915 | 9.15 | 293.13 | 293.13 | 293.13
|  |  | 916 | 9.16 | 293.13 | 293.13 | 293.13
|  |  | 917 | 9.17 | 293.13 | 293.13 | 293.13
|  |  | 918 | 9.18 | 293.13 | 293.13 | 293.13
|  |  | 919 | 9.19 | 293.13 | 293.13 | 293.13
|  |  | 920 | 9.2 | 293.13 | 293.13 | 293.13
|  |  | 921 | 9.21 | 293.13 | 293.13 | 293.13
|  |  | 922 | 9.22 | 293.13 | 293.13 | 293.13
|  |  | 923 | 9.23 | 293.13 | 293.13 | 293.13
|  |  | 924 | 9.24 | 293.13 | 293.13 | 293.13
|  |  | 925 | 9.25 | 293.13 | 293.13 | 293.13
|  |  | 926 | 9.26 | 293.13 | 293.13 | 293.13
|  |  | 927 | 9.27 | 293.13 | 293.13 | 293.13
|  |  | 928 | 9.28 | 293.13 | 293.13 | 293.13
|  |  | 929 | 9.29 | 293.13 | 293.13 | 293.13
|  |  | 930 | 9.3 | 293.13 | 293.13 | 293.13
|  |  | 931 | 9.31 | 293.13 | 293.13 | 293.13
|  |  | 932 | 9.32 | 293.13 | 293.13 | 293.13
|  |  | 933 | 9.33 | 293.13 | 293.13 | 293.13
|  |  | 934 | 9.34 | 293.13 | 293.13 | 293.13
|  |  | 935 | 9.35 | 293.13 | 293.13 | 293.13
|  |  | 936 | 9.36 | 293.13 | 293.13 | 293.13
|  |  | 937 | 9.37 | 293.13 | 293.13 | 293.13
|  |  | 938 | 9.38 | 293.13 | 293.13 | 293.13
|  |  | 939 | 9.39 | 293.13 | 293.13 | 293.13
|  |  | 940 | 9.4 | 293.13 | 293.13 | 293.13
|  |  | 941 | 9.41 | 293.13 | 293.13 | 293.13
|  |  | 942 | 9.42 | 293.13 | 293.13 | 293.13
|  |  | 943 | 9.43 | 293.13 | 293.13 | 293.13
|  |  | 944 | 9.44 | 293.13 | 293.13 | 293.13
|  |  | 945 | 9.45 | 293.13 | 293.13 | 293.13
|  |  | 946 | 9.46 | 293.13 | 293.13 | 293.13
|  |  | 947 | 9.47 | 293.13 | 293.13 | 293.13
|  |  | 948 | 9.48 | 293.13 | 293.13 | 293.13
|  |  | 949 | 9.49 | 293.13 | 293.13 | 293.13
|  |  | 950 | 9.5 | 293.13 | 293.13 | 293.13
|  |  | 951 | 9.51 | 293.13 | 293.13 | 293.13
|  |  | 952 | 9.52 | 293.13 | 293.13 | 293.13
|  |  | 953 | 9.53 | 293.13 | 293.13 | 293.13
|  |  | 954 | 9.54 | 293.13 | 293.13 | 293.13
|  |  | 955 | 9.55 | 293.13 | 293.13 | 293.13
|  |  | 956 | 9.56 | 293.13 | 293.13 | 293.13
|  |  | 957 | 9.57 | 293.13 | 293.13 | 293.13
|  |  | 958 | 9.58 | 293.13 | 293.13 | 293.13
|  |  | 959 | 9.59 | 293.13 | 293.13 | 293.13
|  |  | 960 | 9.6 | 293.13 | 293.13 | 293.13
|  |  | 961 | 9.61 | 293.13 | 293.13 | 293.13
|  |  | 962 | 9.62 | 293.13 | 293.13 | 293.13
|  |  | 963 | 9.63 | 293.13 | 293.13 | 293.13
|  |  | 964 | 9.64 | 293.13 | 293.13 | 293.13
|  |  | 965 | 9.65 | 293.13 | 293.13 | 293.13
|  |  | 966 | 9.66 | 293.13 | 293.13 | 293.13
|  |  | 967 | 9.67 | 293.13 | 293.13 | 293.13
|  |  | 968 | 9.68 | 293.13 | 293.13 | 293.13
|  |  | 969 | 9.69 | 293.13 | 293.13 | 293.13
|  |  | 970 | 9.7 | 293.13 | 293.13 | 293.13
|  |  | 971 | 9.71 | 293.13 | 293.13 | 293.13
|  |  | 972 | 9.72 | 293.13 | 293.13 | 293.13
|  |  | 973 | 9.73 | 293.13 | 293.13 | 293.13
|  |  | 974 | 9.74 | 293.13 | 293.13 | 293.13
|  |  | 975 | 9.75 | 293.13 | 293.13 | 293.13
|  |  | 976 | 9.76 | 293.13 | 293.13 | 293.13
|  |  | 977 | 9.77 | 293.13 | 293.13 | 293.13
|  |  | 978 | 9.78 | 293.13 | 293.13 | 293.13
|  |  | 979 | 9.79 | 293.13 | 293.13 | 293.13
|  |  | 980 | 9.8 | 293.13 | 293.13 | 293.13
|  |  | 981 | 9.81 | 293.13 | 293.13 | 293.13
|  |  | 982 | 9.82 | 293.13 | 293.13 | 293.13
|  |  | 983 | 9.83 | 293.13 | 293.13 | 293.13
|  |  | 984 | 9.84 | 293.13 | 293.13 | 293.13
|  |  | 985 | 9.85 | 293.13 | 293.13 | 293.13
|  |  | 986 | 9.86 | 293.13 | 293.13 | 293.13
|  |  | 987 | 9.87 | 293.13 | 293.13 | 293.13
|  |  | 988 | 9.88 | 293.13 | 293.13 | 293.13
|  |  | 989 | 9.89 | 293.13 | 293.13 | 293.13
|  |  | 990 | 9.9 | 293.13 | 293.13 | 293.13
|  |  | 991 | 9.91 | 293.13 | 293.13 | 293.13
|  |  | 992 | 9.92 | 293.13 | 293.13 | 293.13
|  |  | 993 | 9.93 | 293.13 | 293.13 | 293.13
|  |  | 994 | 9.94 | 293.13 | 293.13 | 293.13
|  |  | 995 | 9.95 | 293.13 | 293.13 | 293.13
|  |  | 996 | 9.96 | 293.13 | 293.13 | 293.13
|  |  | 997 | 9.97 | 293.13 | 293.13 | 293.13
|  |  | 998 | 9.98 | 293.13 | 293.13 | 293.13
|  |  | 999 | 9.99 | 293.13 | 293.13 | 293.13
|  |  | 1000 | 10 | 293.13 | 293.13 | 293.13
Notes: 1.173 m path length, 1L water heated to 40 and flowed at 4 mL/min to equilibrium at exit.
Thermal conductivities only available at 20-25 deg. for solids.
Thermal conductivities of liquids used at appropriate temperature if available in literature.
Deionised water used for initial test

## 1.13 Toluene
| Link | Thermal Conductivity (λ) @ 25 °C | I.D (mm) | O.D (mm) | Wall thickness (mm) | Reservoir Temperature (K) | Density (g/mL) | Heat Capacity (J/g.K)
PEEK 1/16 | http://www.goodfellow.com/A/Polyetheretherketone.html | 0.25 | 0.75 | 1.5875 | 0.8375
PEEK 1/32 |  | 0.25 | 0.5 | 0.7938 | 0.2938
Toluene (40 °C) | http://ion.chem.usu.edu/~sbialkow/Research/Tablevalues.html | 0.131 |  |  |  | 313.13 | 0.867 | 1.71
Air |  | 0.02735 |  |  |  | 293.13
Pipe Heat Loss
https://www.engineeringtoolbox.com/water-flow-rates-heating-systems-d_659.html
Tin
Tsolv | 313.13 |  | V̇ (m3/s) | volumetric flowrate |  | 6.6667e-08
Wall thickness (m) | 0.0008375 |  | Q (kW, kJ/s) | heat flowrate |  | 5.6756e-05
Nu | 3.66 |  | Cp (kJ/kg.K) | heat capacity |  | 1.71
Length Total (m) | 1.173 |  | ρ (kg/m3) | density |  | 867
L (increment) (m) | 0.01 |  | Tin (K) | (Tsolv) |  | 313.13
Max iterations (set in options) | 117.3 |  | Tout (K) | Calculated exit temp |  | 312.5558
r (using outer diameter for surface) m | 0.00079375
D (using inner diameter for volume) m | 0.00075 |  | Curve Fit for Temperature Loss
r1 | 0.000375
r2 | 0.00079375 |  |  |  | Tin | Tout
αWater | 639.28 |  |  |  | 313.13 | 312.5558
αAir | 35
ΔT (Tsolv - Tair) (K) | 20
k | 56.9005 |  | Iteration | Length | Temperature In | Temperature Out | Room Temperature
A (m2) | 4.9873e-05 |  | 0 | 0 | 313.13 | 312.5558 | 293.13
Pi | 3.1416 |  | 1 | 0.01 | 312.5558 | 311.998 | 293.13
Q (W or J/s) | 0.056756 |  | 2 | 0.02 | 311.998 | 311.4563 | 293.13
Flowrate (mL/min) | 4 |  | 3 | 0.03 | 311.4563 | 310.9301 | 293.13
|  |  | 4 | 0.04 | 310.9301 | 310.4191 | 293.13
|  |  | 5 | 0.05 | 310.4191 | 309.9227 | 293.13
|  |  | 6 | 0.06 | 309.9227 | 309.4405 | 293.13
|  |  | 7 | 0.07 | 309.4405 | 308.9722 | 293.13
|  |  | 8 | 0.08 | 308.9722 | 308.5174 | 293.13
|  |  | 9 | 0.09 | 308.5174 | 308.0756 | 293.13
|  |  | 10 | 0.1 | 308.0756 | 307.6465 | 293.13
|  |  | 11 | 0.11 | 307.6465 | 307.2297 | 293.13
|  |  | 12 | 0.12 | 307.2297 | 306.8249 | 293.13
|  |  | 13 | 0.13 | 306.8249 | 306.4317 | 293.13
|  |  | 14 | 0.14 | 306.4317 | 306.0497 | 293.13
|  |  | 15 | 0.15 | 306.0497 | 305.6788 | 293.13
|  |  | 16 | 0.16 | 305.6788 | 305.3185 | 293.13
|  |  | 17 | 0.17 | 305.3185 | 304.9686 | 293.13
|  |  | 18 | 0.18 | 304.9686 | 304.6287 | 293.13
|  |  | 19 | 0.19 | 304.6287 | 304.2985 | 293.13
|  |  | 20 | 0.2 | 304.2985 | 303.9778 | 293.13
|  |  | 21 | 0.21 | 303.9778 | 303.6664 | 293.13
|  |  | 22 | 0.22 | 303.6664 | 303.3639 | 293.13
|  |  | 23 | 0.23 | 303.3639 | 303.07 | 293.13
|  |  | 24 | 0.24 | 303.07 | 302.7846 | 293.13
|  |  | 25 | 0.25 | 302.7846 | 302.5074 | 293.13
|  |  | 26 | 0.26 | 302.5074 | 302.2382 | 293.13
|  |  | 27 | 0.27 | 302.2382 | 301.9767 | 293.13
|  |  | 28 | 0.28 | 301.9767 | 301.7227 | 293.13
|  |  | 29 | 0.29 | 301.7227 | 301.476 | 293.13
|  |  | 30 | 0.3 | 301.476 | 301.2364 | 293.13
|  |  | 31 | 0.31 | 301.2364 | 301.0036 | 293.13
|  |  | 32 | 0.32 | 301.0036 | 300.7776 | 293.13
|  |  | 33 | 0.33 | 300.7776 | 300.558 | 293.13
|  |  | 34 | 0.34 | 300.558 | 300.3447 | 293.13
|  |  | 35 | 0.35 | 300.3447 | 300.1376 | 293.13
|  |  | 36 | 0.36 | 300.1376 | 299.9364 | 293.13
|  |  | 37 | 0.37 | 299.9364 | 299.7409 | 293.13
|  |  | 38 | 0.38 | 299.7409 | 299.5511 | 293.13
|  |  | 39 | 0.39 | 299.5511 | 299.3668 | 293.13
|  |  | 40 | 0.4 | 299.3668 | 299.1877 | 293.13
|  |  | 41 | 0.41 | 299.1877 | 299.0138 | 293.13
|  |  | 42 | 0.42 | 299.0138 | 298.8449 | 293.13
|  |  | 43 | 0.43 | 298.8449 | 298.6808 | 293.13
|  |  | 44 | 0.44 | 298.6808 | 298.5214 | 293.13
|  |  | 45 | 0.45 | 298.5214 | 298.3666 | 293.13
|  |  | 46 | 0.46 | 298.3666 | 298.2163 | 293.13
|  |  | 47 | 0.47 | 298.2163 | 298.0702 | 293.13
|  |  | 48 | 0.48 | 298.0702 | 297.9284 | 293.13
|  |  | 49 | 0.49 | 297.9284 | 297.7906 | 293.13
|  |  | 50 | 0.5 | 297.7906 | 297.6568 | 293.13
|  |  | 51 | 0.51 | 297.6568 | 297.5268 | 293.13
|  |  | 52 | 0.52 | 297.5268 | 297.4006 | 293.13
|  |  | 53 | 0.53 | 297.4006 | 297.278 | 293.13
|  |  | 54 | 0.54 | 297.278 | 297.1589 | 293.13
|  |  | 55 | 0.55 | 297.1589 | 297.0432 | 293.13
|  |  | 56 | 0.56 | 297.0432 | 296.9308 | 293.13
|  |  | 57 | 0.57 | 296.9308 | 296.8217 | 293.13
|  |  | 58 | 0.58 | 296.8217 | 296.7157 | 293.13
|  |  | 59 | 0.59 | 296.7157 | 296.6128 | 293.13
|  |  | 60 | 0.6 | 296.6128 | 296.5128 | 293.13
|  |  | 61 | 0.61 | 296.5128 | 296.4157 | 293.13
|  |  | 62 | 0.62 | 296.4157 | 296.3213 | 293.13
|  |  | 63 | 0.63 | 296.3213 | 296.2297 | 293.13
|  |  | 64 | 0.64 | 296.2297 | 296.1407 | 293.13
|  |  | 65 | 0.65 | 296.1407 | 296.0543 | 293.13
|  |  | 66 | 0.66 | 296.0543 | 295.9703 | 293.13
|  |  | 67 | 0.67 | 295.9703 | 295.8887 | 293.13
|  |  | 68 | 0.68 | 295.8887 | 295.8095 | 293.13
|  |  | 69 | 0.69 | 295.8095 | 295.7326 | 293.13
|  |  | 70 | 0.7 | 295.7326 | 295.6579 | 293.13
|  |  | 71 | 0.71 | 295.6579 | 295.5853 | 293.13
|  |  | 72 | 0.72 | 295.5853 | 295.5148 | 293.13
|  |  | 73 | 0.73 | 295.5148 | 295.4463 | 293.13
|  |  | 74 | 0.74 | 295.4463 | 295.3798 | 293.13
|  |  | 75 | 0.75 | 295.3798 | 295.3152 | 293.13
|  |  | 76 | 0.76 | 295.3152 | 295.2525 | 293.13
|  |  | 77 | 0.77 | 295.2525 | 295.1916 | 293.13
|  |  | 78 | 0.78 | 295.1916 | 295.1324 | 293.13
|  |  | 79 | 0.79 | 295.1324 | 295.0749 | 293.13
|  |  | 80 | 0.8 | 295.0749 | 295.019 | 293.13
|  |  | 81 | 0.81 | 295.019 | 294.9648 | 293.13
|  |  | 82 | 0.82 | 294.9648 | 294.9121 | 293.13
|  |  | 83 | 0.83 | 294.9121 | 294.8609 | 293.13
|  |  | 84 | 0.84 | 294.8609 | 294.8112 | 293.13
|  |  | 85 | 0.85 | 294.8112 | 294.763 | 293.13
|  |  | 86 | 0.86 | 294.763 | 294.7161 | 293.13
|  |  | 87 | 0.87 | 294.7161 | 294.6706 | 293.13
|  |  | 88 | 0.88 | 294.6706 | 294.6263 | 293.13
|  |  | 89 | 0.89 | 294.6263 | 294.5834 | 293.13
|  |  | 90 | 0.9 | 294.5834 | 294.5416 | 293.13
|  |  | 91 | 0.91 | 294.5416 | 294.5011 | 293.13
|  |  | 92 | 0.92 | 294.5011 | 294.4617 | 293.13
|  |  | 93 | 0.93 | 294.4617 | 294.4235 | 293.13
|  |  | 94 | 0.94 | 294.4235 | 294.3864 | 293.13
|  |  | 95 | 0.95 | 294.3864 | 294.3503 | 293.13
|  |  | 96 | 0.96 | 294.3503 | 294.3153 | 293.13
|  |  | 97 | 0.97 | 294.3153 | 294.2812 | 293.13
|  |  | 98 | 0.98 | 294.2812 | 294.2482 | 293.13
|  |  | 99 | 0.99 | 294.2482 | 294.2161 | 293.13
|  |  | 100 | 1 | 294.2161 | 294.1849 | 293.13
|  |  | 101 | 1.01 | 294.1849 | 294.1546 | 293.13
|  |  | 102 | 1.02 | 294.1546 | 294.1252 | 293.13
|  |  | 103 | 1.03 | 294.1252 | 294.0966 | 293.13
|  |  | 104 | 1.04 | 294.0966 | 294.0689 | 293.13
|  |  | 105 | 1.05 | 294.0689 | 294.0419 | 293.13
|  |  | 106 | 1.06 | 294.0419 | 294.0157 | 293.13
|  |  | 107 | 1.07 | 294.0157 | 293.9903 | 293.13
|  |  | 108 | 1.08 | 293.9903 | 293.9656 | 293.13
|  |  | 109 | 1.09 | 293.9656 | 293.9416 | 293.13
|  |  | 110 | 1.1 | 293.9416 | 293.9183 | 293.13
|  |  | 111 | 1.11 | 293.9183 | 293.8957 | 293.13
|  |  | 112 | 1.12 | 293.8957 | 293.8737 | 293.13
|  |  | 113 | 1.13 | 293.8737 | 293.8523 | 293.13
|  |  | 114 | 1.14 | 293.8523 | 293.8316 | 293.13
|  |  | 115 | 1.15 | 293.8316 | 293.8114 | 293.13
|  |  | 116 | 1.16 | 293.8114 | 293.7919 | 293.13
|  |  | 117 | 1.17 | 293.7919 | 293.7729 | 293.13
|  |  | 118 | 1.18 | 293.7729 | 293.7544 | 293.13
|  |  | 119 | 1.19 | 293.7544 | 293.7365 | 293.13
|  |  | 120 | 1.2 | 293.7365 | 293.7191 | 293.13
|  |  | 121 | 1.21 | 293.7191 | 293.7022 | 293.13
|  |  | 122 | 1.22 | 293.7022 | 293.6857 | 293.13
|  |  | 123 | 1.23 | 293.6857 | 293.6698 | 293.13
|  |  | 124 | 1.24 | 293.6698 | 293.6543 | 293.13
|  |  | 125 | 1.25 | 293.6543 | 293.6392 | 293.13
|  |  | 126 | 1.26 | 293.6392 | 293.6246 | 293.13
|  |  | 127 | 1.27 | 293.6246 | 293.6104 | 293.13
|  |  | 128 | 1.28 | 293.6104 | 293.5966 | 293.13
|  |  | 129 | 1.29 | 293.5966 | 293.5832 | 293.13
|  |  | 130 | 1.3 | 293.5832 | 293.5702 | 293.13
|  |  | 131 | 1.31 | 293.5702 | 293.5576 | 293.13
|  |  | 132 | 1.32 | 293.5576 | 293.5453 | 293.13
|  |  | 133 | 1.33 | 293.5453 | 293.5334 | 293.13
|  |  | 134 | 1.34 | 293.5334 | 293.5218 | 293.13
|  |  | 135 | 1.35 | 293.5218 | 293.5105 | 293.13
|  |  | 136 | 1.36 | 293.5105 | 293.4996 | 293.13
|  |  | 137 | 1.37 | 293.4996 | 293.489 | 293.13
|  |  | 138 | 1.38 | 293.489 | 293.4787 | 293.13
|  |  | 139 | 1.39 | 293.4787 | 293.4687 | 293.13
|  |  | 140 | 1.4 | 293.4687 | 293.459 | 293.13
|  |  | 141 | 1.41 | 293.459 | 293.4495 | 293.13
|  |  | 142 | 1.42 | 293.4495 | 293.4403 | 293.13
|  |  | 143 | 1.43 | 293.4403 | 293.4314 | 293.13
|  |  | 144 | 1.44 | 293.4314 | 293.4228 | 293.13
|  |  | 145 | 1.45 | 293.4228 | 293.4144 | 293.13
|  |  | 146 | 1.46 | 293.4144 | 293.4062 | 293.13
|  |  | 147 | 1.47 | 293.4062 | 293.3983 | 293.13
|  |  | 148 | 1.48 | 293.3983 | 293.3906 | 293.13
|  |  | 149 | 1.49 | 293.3906 | 293.3831 | 293.13
|  |  | 150 | 1.5 | 293.3831 | 293.3758 | 293.13
|  |  | 151 | 1.51 | 293.3758 | 293.3688 | 293.13
|  |  | 152 | 1.52 | 293.3688 | 293.3619 | 293.13
|  |  | 153 | 1.53 | 293.3619 | 293.3552 | 293.13
|  |  | 154 | 1.54 | 293.3552 | 293.3488 | 293.13
|  |  | 155 | 1.55 | 293.3488 | 293.3425 | 293.13
|  |  | 156 | 1.56 | 293.3425 | 293.3364 | 293.13
|  |  | 157 | 1.57 | 293.3364 | 293.3305 | 293.13
|  |  | 158 | 1.58 | 293.3305 | 293.3247 | 293.13
|  |  | 159 | 1.59 | 293.3247 | 293.3191 | 293.13
|  |  | 160 | 1.6 | 293.3191 | 293.3137 | 293.13
|  |  | 161 | 1.61 | 293.3137 | 293.3084 | 293.13
|  |  | 162 | 1.62 | 293.3084 | 293.3033 | 293.13
|  |  | 163 | 1.63 | 293.3033 | 293.2983 | 293.13
|  |  | 164 | 1.64 | 293.2983 | 293.2935 | 293.13
|  |  | 165 | 1.65 | 293.2935 | 293.2888 | 293.13
|  |  | 166 | 1.66 | 293.2888 | 293.2842 | 293.13
|  |  | 167 | 1.67 | 293.2842 | 293.2798 | 293.13
|  |  | 168 | 1.68 | 293.2798 | 293.2755 | 293.13
|  |  | 169 | 1.69 | 293.2755 | 293.2713 | 293.13
|  |  | 170 | 1.7 | 293.2713 | 293.2673 | 293.13
|  |  | 171 | 1.71 | 293.2673 | 293.2633 | 293.13
|  |  | 172 | 1.72 | 293.2633 | 293.2595 | 293.13
|  |  | 173 | 1.73 | 293.2595 | 293.2558 | 293.13
|  |  | 174 | 1.74 | 293.2558 | 293.2522 | 293.13
|  |  | 175 | 1.75 | 293.2522 | 293.2487 | 293.13
|  |  | 176 | 1.76 | 293.2487 | 293.2453 | 293.13
|  |  | 177 | 1.77 | 293.2453 | 293.2419 | 293.13
|  |  | 178 | 1.78 | 293.2419 | 293.2387 | 293.13
|  |  | 179 | 1.79 | 293.2387 | 293.2356 | 293.13
|  |  | 180 | 1.8 | 293.2356 | 293.2326 | 293.13
|  |  | 181 | 1.81 | 293.2326 | 293.2296 | 293.13
|  |  | 182 | 1.82 | 293.2296 | 293.2268 | 293.13
|  |  | 183 | 1.83 | 293.2268 | 293.224 | 293.13
|  |  | 184 | 1.84 | 293.224 | 293.2213 | 293.13
|  |  | 185 | 1.85 | 293.2213 | 293.2187 | 293.13
|  |  | 186 | 1.86 | 293.2187 | 293.2161 | 293.13
|  |  | 187 | 1.87 | 293.2161 | 293.2137 | 293.13
|  |  | 188 | 1.88 | 293.2137 | 293.2113 | 293.13
|  |  | 189 | 1.89 | 293.2113 | 293.2089 | 293.13
|  |  | 190 | 1.9 | 293.2089 | 293.2067 | 293.13
|  |  | 191 | 1.91 | 293.2067 | 293.2045 | 293.13
|  |  | 192 | 1.92 | 293.2045 | 293.2023 | 293.13
|  |  | 193 | 1.93 | 293.2023 | 293.2002 | 293.13
|  |  | 194 | 1.94 | 293.2002 | 293.1982 | 293.13
|  |  | 195 | 1.95 | 293.1982 | 293.1963 | 293.13
|  |  | 196 | 1.96 | 293.1963 | 293.1944 | 293.13
|  |  | 197 | 1.97 | 293.1944 | 293.1925 | 293.13
|  |  | 198 | 1.98 | 293.1925 | 293.1907 | 293.13
|  |  | 199 | 1.99 | 293.1907 | 293.189 | 293.13
|  |  | 200 | 2 | 293.189 | 293.1873 | 293.13
|  |  | 201 | 2.01 | 293.1873 | 293.1856 | 293.13
|  |  | 202 | 2.02 | 293.1856 | 293.184 | 293.13
|  |  | 203 | 2.03 | 293.184 | 293.1825 | 293.13
|  |  | 204 | 2.04 | 293.1825 | 293.181 | 293.13
|  |  | 205 | 2.05 | 293.181 | 293.1795 | 293.13
|  |  | 206 | 2.06 | 293.1795 | 293.1781 | 293.13
|  |  | 207 | 2.07 | 293.1781 | 293.1767 | 293.13
|  |  | 208 | 2.08 | 293.1767 | 293.1754 | 293.13
|  |  | 209 | 2.09 | 293.1754 | 293.1741 | 293.13
|  |  | 210 | 2.1 | 293.1741 | 293.1728 | 293.13
|  |  | 211 | 2.11 | 293.1728 | 293.1716 | 293.13
|  |  | 212 | 2.12 | 293.1716 | 293.1704 | 293.13
|  |  | 213 | 2.13 | 293.1704 | 293.1692 | 293.13
|  |  | 214 | 2.14 | 293.1692 | 293.1681 | 293.13
|  |  | 215 | 2.15 | 293.1681 | 293.167 | 293.13
|  |  | 216 | 2.16 | 293.167 | 293.1659 | 293.13
|  |  | 217 | 2.17 | 293.1659 | 293.1649 | 293.13
|  |  | 218 | 2.18 | 293.1649 | 293.1639 | 293.13
|  |  | 219 | 2.19 | 293.1639 | 293.1629 | 293.13
|  |  | 220 | 2.2 | 293.1629 | 293.162 | 293.13
|  |  | 221 | 2.21 | 293.162 | 293.1611 | 293.13
|  |  | 222 | 2.22 | 293.1611 | 293.1602 | 293.13
|  |  | 223 | 2.23 | 293.1602 | 293.1593 | 293.13
|  |  | 224 | 2.24 | 293.1593 | 293.1585 | 293.13
|  |  | 225 | 2.25 | 293.1585 | 293.1577 | 293.13
|  |  | 226 | 2.26 | 293.1577 | 293.1569 | 293.13
|  |  | 227 | 2.27 | 293.1569 | 293.1561 | 293.13
|  |  | 228 | 2.28 | 293.1561 | 293.1553 | 293.13
|  |  | 229 | 2.29 | 293.1553 | 293.1546 | 293.13
|  |  | 230 | 2.3 | 293.1546 | 293.1539 | 293.13
|  |  | 231 | 2.31 | 293.1539 | 293.1532 | 293.13
|  |  | 232 | 2.32 | 293.1532 | 293.1526 | 293.13
|  |  | 233 | 2.33 | 293.1526 | 293.1519 | 293.13
|  |  | 234 | 2.34 | 293.1519 | 293.1513 | 293.13
|  |  | 235 | 2.35 | 293.1513 | 293.1507 | 293.13
|  |  | 236 | 2.36 | 293.1507 | 293.1501 | 293.13
|  |  | 237 | 2.37 | 293.1501 | 293.1495 | 293.13
|  |  | 238 | 2.38 | 293.1495 | 293.1489 | 293.13
|  |  | 239 | 2.39 | 293.1489 | 293.1484 | 293.13
|  |  | 240 | 2.4 | 293.1484 | 293.1479 | 293.13
|  |  | 241 | 2.41 | 293.1479 | 293.1474 | 293.13
|  |  | 242 | 2.42 | 293.1474 | 293.1469 | 293.13
|  |  | 243 | 2.43 | 293.1469 | 293.1464 | 293.13
|  |  | 244 | 2.44 | 293.1464 | 293.1459 | 293.13
|  |  | 245 | 2.45 | 293.1459 | 293.1454 | 293.13
|  |  | 246 | 2.46 | 293.1454 | 293.145 | 293.13
|  |  | 247 | 2.47 | 293.145 | 293.1446 | 293.13
|  |  | 248 | 2.48 | 293.1446 | 293.1441 | 293.13
|  |  | 249 | 2.49 | 293.1441 | 293.1437 | 293.13
|  |  | 250 | 2.5 | 293.1437 | 293.1433 | 293.13
|  |  | 251 | 2.51 | 293.1433 | 293.143 | 293.13
|  |  | 252 | 2.52 | 293.143 | 293.1426 | 293.13
|  |  | 253 | 2.53 | 293.1426 | 293.1422 | 293.13
|  |  | 254 | 2.54 | 293.1422 | 293.1419 | 293.13
|  |  | 255 | 2.55 | 293.1419 | 293.1415 | 293.13
|  |  | 256 | 2.56 | 293.1415 | 293.1412 | 293.13
|  |  | 257 | 2.57 | 293.1412 | 293.1409 | 293.13
|  |  | 258 | 2.58 | 293.1409 | 293.1406 | 293.13
|  |  | 259 | 2.59 | 293.1406 | 293.1403 | 293.13
|  |  | 260 | 2.6 | 293.1403 | 293.14 | 293.13
|  |  | 261 | 2.61 | 293.14 | 293.1397 | 293.13
|  |  | 262 | 2.62 | 293.1397 | 293.1394 | 293.13
|  |  | 263 | 2.63 | 293.1394 | 293.1391 | 293.13
|  |  | 264 | 2.64 | 293.1391 | 293.1389 | 293.13
|  |  | 265 | 2.65 | 293.1389 | 293.1386 | 293.13
|  |  | 266 | 2.66 | 293.1386 | 293.1384 | 293.13
|  |  | 267 | 2.67 | 293.1384 | 293.1381 | 293.13
|  |  | 268 | 2.68 | 293.1381 | 293.1379 | 293.13
|  |  | 269 | 2.69 | 293.1379 | 293.1377 | 293.13
|  |  | 270 | 2.7 | 293.1377 | 293.1375 | 293.13
|  |  | 271 | 2.71 | 293.1375 | 293.1372 | 293.13
|  |  | 272 | 2.72 | 293.1372 | 293.137 | 293.13
|  |  | 273 | 2.73 | 293.137 | 293.1368 | 293.13
|  |  | 274 | 2.74 | 293.1368 | 293.1366 | 293.13
|  |  | 275 | 2.75 | 293.1366 | 293.1364 | 293.13
|  |  | 276 | 2.76 | 293.1364 | 293.1363 | 293.13
|  |  | 277 | 2.77 | 293.1363 | 293.1361 | 293.13
|  |  | 278 | 2.78 | 293.1361 | 293.1359 | 293.13
|  |  | 279 | 2.79 | 293.1359 | 293.1357 | 293.13
|  |  | 280 | 2.8 | 293.1357 | 293.1356 | 293.13
|  |  | 281 | 2.81 | 293.1356 | 293.1354 | 293.13
|  |  | 282 | 2.82 | 293.1354 | 293.1353 | 293.13
|  |  | 283 | 2.83 | 293.1353 | 293.1351 | 293.13
|  |  | 284 | 2.84 | 293.1351 | 293.135 | 293.13
|  |  | 285 | 2.85 | 293.135 | 293.1348 | 293.13
|  |  | 286 | 2.86 | 293.1348 | 293.1347 | 293.13
|  |  | 287 | 2.87 | 293.1347 | 293.1345 | 293.13
|  |  | 288 | 2.88 | 293.1345 | 293.1344 | 293.13
|  |  | 289 | 2.89 | 293.1344 | 293.1343 | 293.13
|  |  | 290 | 2.9 | 293.1343 | 293.1342 | 293.13
|  |  | 291 | 2.91 | 293.1342 | 293.134 | 293.13
|  |  | 292 | 2.92 | 293.134 | 293.1339 | 293.13
|  |  | 293 | 2.93 | 293.1339 | 293.1338 | 293.13
|  |  | 294 | 2.94 | 293.1338 | 293.1337 | 293.13
|  |  | 295 | 2.95 | 293.1337 | 293.1336 | 293.13
|  |  | 296 | 2.96 | 293.1336 | 293.1335 | 293.13
|  |  | 297 | 2.97 | 293.1335 | 293.1334 | 293.13
|  |  | 298 | 2.98 | 293.1334 | 293.1333 | 293.13
|  |  | 299 | 2.99 | 293.1333 | 293.1332 | 293.13
|  |  | 300 | 3 | 293.1332 | 293.1331 | 293.13
|  |  | 301 | 3.01 | 293.1331 | 293.133 | 293.13
|  |  | 302 | 3.02 | 293.133 | 293.1329 | 293.13
|  |  | 303 | 3.03 | 293.1329 | 293.1329 | 293.13
|  |  | 304 | 3.04 | 293.1329 | 293.1328 | 293.13
|  |  | 305 | 3.05 | 293.1328 | 293.1327 | 293.13
|  |  | 306 | 3.06 | 293.1327 | 293.1326 | 293.13
|  |  | 307 | 3.07 | 293.1326 | 293.1325 | 293.13
|  |  | 308 | 3.08 | 293.1325 | 293.1325 | 293.13
|  |  | 309 | 3.09 | 293.1325 | 293.1324 | 293.13
|  |  | 310 | 3.1 | 293.1324 | 293.1323 | 293.13
|  |  | 311 | 3.11 | 293.1323 | 293.1323 | 293.13
|  |  | 312 | 3.12 | 293.1323 | 293.1322 | 293.13
|  |  | 313 | 3.13 | 293.1322 | 293.1321 | 293.13
|  |  | 314 | 3.14 | 293.1321 | 293.1321 | 293.13
|  |  | 315 | 3.15 | 293.1321 | 293.132 | 293.13
|  |  | 316 | 3.16 | 293.132 | 293.132 | 293.13
|  |  | 317 | 3.17 | 293.132 | 293.1319 | 293.13
|  |  | 318 | 3.18 | 293.1319 | 293.1318 | 293.13
|  |  | 319 | 3.19 | 293.1318 | 293.1318 | 293.13
|  |  | 320 | 3.2 | 293.1318 | 293.1317 | 293.13
|  |  | 321 | 3.21 | 293.1317 | 293.1317 | 293.13
|  |  | 322 | 3.22 | 293.1317 | 293.1316 | 293.13
|  |  | 323 | 3.23 | 293.1316 | 293.1316 | 293.13
|  |  | 324 | 3.24 | 293.1316 | 293.1315 | 293.13
|  |  | 325 | 3.25 | 293.1315 | 293.1315 | 293.13
|  |  | 326 | 3.26 | 293.1315 | 293.1315 | 293.13
|  |  | 327 | 3.27 | 293.1315 | 293.1314 | 293.13
|  |  | 328 | 3.28 | 293.1314 | 293.1314 | 293.13
|  |  | 329 | 3.29 | 293.1314 | 293.1313 | 293.13
|  |  | 330 | 3.3 | 293.1313 | 293.1313 | 293.13
|  |  | 331 | 3.31 | 293.1313 | 293.1313 | 293.13
|  |  | 332 | 3.32 | 293.1313 | 293.1312 | 293.13
|  |  | 333 | 3.33 | 293.1312 | 293.1312 | 293.13
|  |  | 334 | 3.34 | 293.1312 | 293.1312 | 293.13
|  |  | 335 | 3.35 | 293.1312 | 293.1311 | 293.13
|  |  | 336 | 3.36 | 293.1311 | 293.1311 | 293.13
|  |  | 337 | 3.37 | 293.1311 | 293.1311 | 293.13
|  |  | 338 | 3.38 | 293.1311 | 293.131 | 293.13
|  |  | 339 | 3.39 | 293.131 | 293.131 | 293.13
|  |  | 340 | 3.4 | 293.131 | 293.131 | 293.13
|  |  | 341 | 3.41 | 293.131 | 293.1309 | 293.13
|  |  | 342 | 3.42 | 293.1309 | 293.1309 | 293.13
|  |  | 343 | 3.43 | 293.1309 | 293.1309 | 293.13
|  |  | 344 | 3.44 | 293.1309 | 293.1309 | 293.13
|  |  | 345 | 3.45 | 293.1309 | 293.1308 | 293.13
|  |  | 346 | 3.46 | 293.1308 | 293.1308 | 293.13
|  |  | 347 | 3.47 | 293.1308 | 293.1308 | 293.13
|  |  | 348 | 3.48 | 293.1308 | 293.1308 | 293.13
|  |  | 349 | 3.49 | 293.1308 | 293.1307 | 293.13
|  |  | 350 | 3.5 | 293.1307 | 293.1307 | 293.13
|  |  | 351 | 3.51 | 293.1307 | 293.1307 | 293.13
|  |  | 352 | 3.52 | 293.1307 | 293.1307 | 293.13
|  |  | 353 | 3.53 | 293.1307 | 293.1307 | 293.13
|  |  | 354 | 3.54 | 293.1307 | 293.1306 | 293.13
|  |  | 355 | 3.55 | 293.1306 | 293.1306 | 293.13
|  |  | 356 | 3.56 | 293.1306 | 293.1306 | 293.13
|  |  | 357 | 3.57 | 293.1306 | 293.1306 | 293.13
|  |  | 358 | 3.58 | 293.1306 | 293.1306 | 293.13
|  |  | 359 | 3.59 | 293.1306 | 293.1306 | 293.13
|  |  | 360 | 3.6 | 293.1306 | 293.1305 | 293.13
|  |  | 361 | 3.61 | 293.1305 | 293.1305 | 293.13
|  |  | 362 | 3.62 | 293.1305 | 293.1305 | 293.13
|  |  | 363 | 3.63 | 293.1305 | 293.1305 | 293.13
|  |  | 364 | 3.64 | 293.1305 | 293.1305 | 293.13
|  |  | 365 | 3.65 | 293.1305 | 293.1305 | 293.13
|  |  | 366 | 3.66 | 293.1305 | 293.1305 | 293.13
|  |  | 367 | 3.67 | 293.1305 | 293.1304 | 293.13
|  |  | 368 | 3.68 | 293.1304 | 293.1304 | 293.13
|  |  | 369 | 3.69 | 293.1304 | 293.1304 | 293.13
|  |  | 370 | 3.7 | 293.1304 | 293.1304 | 293.13
|  |  | 371 | 3.71 | 293.1304 | 293.1304 | 293.13
|  |  | 372 | 3.72 | 293.1304 | 293.1304 | 293.13
|  |  | 373 | 3.73 | 293.1304 | 293.1304 | 293.13
|  |  | 374 | 3.74 | 293.1304 | 293.1304 | 293.13
|  |  | 375 | 3.75 | 293.1304 | 293.1303 | 293.13
|  |  | 376 | 3.76 | 293.1303 | 293.1303 | 293.13
|  |  | 377 | 3.77 | 293.1303 | 293.1303 | 293.13
|  |  | 378 | 3.78 | 293.1303 | 293.1303 | 293.13
|  |  | 379 | 3.79 | 293.1303 | 293.1303 | 293.13
|  |  | 380 | 3.8 | 293.1303 | 293.1303 | 293.13
|  |  | 381 | 3.81 | 293.1303 | 293.1303 | 293.13
|  |  | 382 | 3.82 | 293.1303 | 293.1303 | 293.13
|  |  | 383 | 3.83 | 293.1303 | 293.1303 | 293.13
|  |  | 384 | 3.84 | 293.1303 | 293.1303 | 293.13
|  |  | 385 | 3.85 | 293.1303 | 293.1303 | 293.13
|  |  | 386 | 3.86 | 293.1303 | 293.1303 | 293.13
|  |  | 387 | 3.87 | 293.1303 | 293.1302 | 293.13
|  |  | 388 | 3.88 | 293.1302 | 293.1302 | 293.13
|  |  | 389 | 3.89 | 293.1302 | 293.1302 | 293.13
|  |  | 390 | 3.9 | 293.1302 | 293.1302 | 293.13
|  |  | 391 | 3.91 | 293.1302 | 293.1302 | 293.13
|  |  | 392 | 3.92 | 293.1302 | 293.1302 | 293.13
|  |  | 393 | 3.93 | 293.1302 | 293.1302 | 293.13
|  |  | 394 | 3.94 | 293.1302 | 293.1302 | 293.13
|  |  | 395 | 3.95 | 293.1302 | 293.1302 | 293.13
|  |  | 396 | 3.96 | 293.1302 | 293.1302 | 293.13
|  |  | 397 | 3.97 | 293.1302 | 293.1302 | 293.13
|  |  | 398 | 3.98 | 293.1302 | 293.1302 | 293.13
|  |  | 399 | 3.99 | 293.1302 | 293.1302 | 293.13
|  |  | 400 | 4 | 293.1302 | 293.1302 | 293.13
|  |  | 401 | 4.01 | 293.1302 | 293.1302 | 293.13
|  |  | 402 | 4.02 | 293.1302 | 293.1302 | 293.13
|  |  | 403 | 4.03 | 293.1302 | 293.1302 | 293.13
|  |  | 404 | 4.04 | 293.1302 | 293.1302 | 293.13
|  |  | 405 | 4.05 | 293.1302 | 293.1301 | 293.13
|  |  | 406 | 4.06 | 293.1301 | 293.1301 | 293.13
|  |  | 407 | 4.07 | 293.1301 | 293.1301 | 293.13
|  |  | 408 | 4.08 | 293.1301 | 293.1301 | 293.13
|  |  | 409 | 4.09 | 293.1301 | 293.1301 | 293.13
|  |  | 410 | 4.1 | 293.1301 | 293.1301 | 293.13
|  |  | 411 | 4.11 | 293.1301 | 293.1301 | 293.13
|  |  | 412 | 4.12 | 293.1301 | 293.1301 | 293.13
|  |  | 413 | 4.13 | 293.1301 | 293.1301 | 293.13
|  |  | 414 | 4.14 | 293.1301 | 293.1301 | 293.13
|  |  | 415 | 4.15 | 293.1301 | 293.1301 | 293.13
|  |  | 416 | 4.16 | 293.1301 | 293.1301 | 293.13
|  |  | 417 | 4.17 | 293.1301 | 293.1301 | 293.13
|  |  | 418 | 4.18 | 293.1301 | 293.1301 | 293.13
|  |  | 419 | 4.19 | 293.1301 | 293.1301 | 293.13
|  |  | 420 | 4.2 | 293.1301 | 293.1301 | 293.13
|  |  | 421 | 4.21 | 293.1301 | 293.1301 | 293.13
|  |  | 422 | 4.22 | 293.1301 | 293.1301 | 293.13
|  |  | 423 | 4.23 | 293.1301 | 293.1301 | 293.13
|  |  | 424 | 4.24 | 293.1301 | 293.1301 | 293.13
|  |  | 425 | 4.25 | 293.1301 | 293.1301 | 293.13
|  |  | 426 | 4.26 | 293.1301 | 293.1301 | 293.13
|  |  | 427 | 4.27 | 293.1301 | 293.1301 | 293.13
|  |  | 428 | 4.28 | 293.1301 | 293.1301 | 293.13
|  |  | 429 | 4.29 | 293.1301 | 293.1301 | 293.13
|  |  | 430 | 4.3 | 293.1301 | 293.1301 | 293.13
|  |  | 431 | 4.31 | 293.1301 | 293.1301 | 293.13
|  |  | 432 | 4.32 | 293.1301 | 293.1301 | 293.13
|  |  | 433 | 4.33 | 293.1301 | 293.1301 | 293.13
|  |  | 434 | 4.34 | 293.1301 | 293.1301 | 293.13
|  |  | 435 | 4.35 | 293.1301 | 293.1301 | 293.13
|  |  | 436 | 4.36 | 293.1301 | 293.1301 | 293.13
|  |  | 437 | 4.37 | 293.1301 | 293.1301 | 293.13
|  |  | 438 | 4.38 | 293.1301 | 293.1301 | 293.13
|  |  | 439 | 4.39 | 293.1301 | 293.1301 | 293.13
|  |  | 440 | 4.4 | 293.1301 | 293.1301 | 293.13
|  |  | 441 | 4.41 | 293.1301 | 293.1301 | 293.13
|  |  | 442 | 4.42 | 293.1301 | 293.13 | 293.13
|  |  | 443 | 4.43 | 293.13 | 293.13 | 293.13
|  |  | 444 | 4.44 | 293.13 | 293.13 | 293.13
|  |  | 445 | 4.45 | 293.13 | 293.13 | 293.13
|  |  | 446 | 4.46 | 293.13 | 293.13 | 293.13
|  |  | 447 | 4.47 | 293.13 | 293.13 | 293.13
|  |  | 448 | 4.48 | 293.13 | 293.13 | 293.13
|  |  | 449 | 4.49 | 293.13 | 293.13 | 293.13
|  |  | 450 | 4.5 | 293.13 | 293.13 | 293.13
|  |  | 451 | 4.51 | 293.13 | 293.13 | 293.13
|  |  | 452 | 4.52 | 293.13 | 293.13 | 293.13
|  |  | 453 | 4.53 | 293.13 | 293.13 | 293.13
|  |  | 454 | 4.54 | 293.13 | 293.13 | 293.13
|  |  | 455 | 4.55 | 293.13 | 293.13 | 293.13
|  |  | 456 | 4.56 | 293.13 | 293.13 | 293.13
|  |  | 457 | 4.57 | 293.13 | 293.13 | 293.13
|  |  | 458 | 4.58 | 293.13 | 293.13 | 293.13
|  |  | 459 | 4.59 | 293.13 | 293.13 | 293.13
|  |  | 460 | 4.6 | 293.13 | 293.13 | 293.13
|  |  | 461 | 4.61 | 293.13 | 293.13 | 293.13
|  |  | 462 | 4.62 | 293.13 | 293.13 | 293.13
|  |  | 463 | 4.63 | 293.13 | 293.13 | 293.13
|  |  | 464 | 4.64 | 293.13 | 293.13 | 293.13
|  |  | 465 | 4.65 | 293.13 | 293.13 | 293.13
|  |  | 466 | 4.66 | 293.13 | 293.13 | 293.13
|  |  | 467 | 4.67 | 293.13 | 293.13 | 293.13
|  |  | 468 | 4.68 | 293.13 | 293.13 | 293.13
|  |  | 469 | 4.69 | 293.13 | 293.13 | 293.13
|  |  | 470 | 4.7 | 293.13 | 293.13 | 293.13
|  |  | 471 | 4.71 | 293.13 | 293.13 | 293.13
|  |  | 472 | 4.72 | 293.13 | 293.13 | 293.13
|  |  | 473 | 4.73 | 293.13 | 293.13 | 293.13
|  |  | 474 | 4.74 | 293.13 | 293.13 | 293.13
|  |  | 475 | 4.75 | 293.13 | 293.13 | 293.13
|  |  | 476 | 4.76 | 293.13 | 293.13 | 293.13
|  |  | 477 | 4.77 | 293.13 | 293.13 | 293.13
|  |  | 478 | 4.78 | 293.13 | 293.13 | 293.13
|  |  | 479 | 4.79 | 293.13 | 293.13 | 293.13
|  |  | 480 | 4.8 | 293.13 | 293.13 | 293.13
|  |  | 481 | 4.81 | 293.13 | 293.13 | 293.13
|  |  | 482 | 4.82 | 293.13 | 293.13 | 293.13
|  |  | 483 | 4.83 | 293.13 | 293.13 | 293.13
|  |  | 484 | 4.84 | 293.13 | 293.13 | 293.13
|  |  | 485 | 4.85 | 293.13 | 293.13 | 293.13
|  |  | 486 | 4.86 | 293.13 | 293.13 | 293.13
|  |  | 487 | 4.87 | 293.13 | 293.13 | 293.13
|  |  | 488 | 4.88 | 293.13 | 293.13 | 293.13
|  |  | 489 | 4.89 | 293.13 | 293.13 | 293.13
|  |  | 490 | 4.9 | 293.13 | 293.13 | 293.13
|  |  | 491 | 4.91 | 293.13 | 293.13 | 293.13
|  |  | 492 | 4.92 | 293.13 | 293.13 | 293.13
|  |  | 493 | 4.93 | 293.13 | 293.13 | 293.13
|  |  | 494 | 4.94 | 293.13 | 293.13 | 293.13
|  |  | 495 | 4.95 | 293.13 | 293.13 | 293.13
|  |  | 496 | 4.96 | 293.13 | 293.13 | 293.13
|  |  | 497 | 4.97 | 293.13 | 293.13 | 293.13
|  |  | 498 | 4.98 | 293.13 | 293.13 | 293.13
|  |  | 499 | 4.99 | 293.13 | 293.13 | 293.13
|  |  | 500 | 5 | 293.13 | 293.13 | 293.13
|  |  | 501 | 5.01 | 293.13 | 293.13 | 293.13
|  |  | 502 | 5.02 | 293.13 | 293.13 | 293.13
|  |  | 503 | 5.03 | 293.13 | 293.13 | 293.13
|  |  | 504 | 5.04 | 293.13 | 293.13 | 293.13
|  |  | 505 | 5.05 | 293.13 | 293.13 | 293.13
|  |  | 506 | 5.06 | 293.13 | 293.13 | 293.13
|  |  | 507 | 5.07 | 293.13 | 293.13 | 293.13
|  |  | 508 | 5.08 | 293.13 | 293.13 | 293.13
|  |  | 509 | 5.09 | 293.13 | 293.13 | 293.13
|  |  | 510 | 5.1 | 293.13 | 293.13 | 293.13
|  |  | 511 | 5.11 | 293.13 | 293.13 | 293.13
|  |  | 512 | 5.12 | 293.13 | 293.13 | 293.13
|  |  | 513 | 5.13 | 293.13 | 293.13 | 293.13
|  |  | 514 | 5.14 | 293.13 | 293.13 | 293.13
|  |  | 515 | 5.15 | 293.13 | 293.13 | 293.13
|  |  | 516 | 5.16 | 293.13 | 293.13 | 293.13
|  |  | 517 | 5.17 | 293.13 | 293.13 | 293.13
|  |  | 518 | 5.18 | 293.13 | 293.13 | 293.13
|  |  | 519 | 5.19 | 293.13 | 293.13 | 293.13
|  |  | 520 | 5.2 | 293.13 | 293.13 | 293.13
|  |  | 521 | 5.21 | 293.13 | 293.13 | 293.13
|  |  | 522 | 5.22 | 293.13 | 293.13 | 293.13
|  |  | 523 | 5.23 | 293.13 | 293.13 | 293.13
|  |  | 524 | 5.24 | 293.13 | 293.13 | 293.13
|  |  | 525 | 5.25 | 293.13 | 293.13 | 293.13
|  |  | 526 | 5.26 | 293.13 | 293.13 | 293.13
|  |  | 527 | 5.27 | 293.13 | 293.13 | 293.13
|  |  | 528 | 5.28 | 293.13 | 293.13 | 293.13
|  |  | 529 | 5.29 | 293.13 | 293.13 | 293.13
|  |  | 530 | 5.3 | 293.13 | 293.13 | 293.13
|  |  | 531 | 5.31 | 293.13 | 293.13 | 293.13
|  |  | 532 | 5.32 | 293.13 | 293.13 | 293.13
|  |  | 533 | 5.33 | 293.13 | 293.13 | 293.13
|  |  | 534 | 5.34 | 293.13 | 293.13 | 293.13
|  |  | 535 | 5.35 | 293.13 | 293.13 | 293.13
|  |  | 536 | 5.36 | 293.13 | 293.13 | 293.13
|  |  | 537 | 5.37 | 293.13 | 293.13 | 293.13
|  |  | 538 | 5.38 | 293.13 | 293.13 | 293.13
|  |  | 539 | 5.39 | 293.13 | 293.13 | 293.13
|  |  | 540 | 5.4 | 293.13 | 293.13 | 293.13
|  |  | 541 | 5.41 | 293.13 | 293.13 | 293.13
|  |  | 542 | 5.42 | 293.13 | 293.13 | 293.13
|  |  | 543 | 5.43 | 293.13 | 293.13 | 293.13
|  |  | 544 | 5.44 | 293.13 | 293.13 | 293.13
|  |  | 545 | 5.45 | 293.13 | 293.13 | 293.13
|  |  | 546 | 5.46 | 293.13 | 293.13 | 293.13
|  |  | 547 | 5.47 | 293.13 | 293.13 | 293.13
|  |  | 548 | 5.48 | 293.13 | 293.13 | 293.13
|  |  | 549 | 5.49 | 293.13 | 293.13 | 293.13
|  |  | 550 | 5.5 | 293.13 | 293.13 | 293.13
|  |  | 551 | 5.51 | 293.13 | 293.13 | 293.13
|  |  | 552 | 5.52 | 293.13 | 293.13 | 293.13
|  |  | 553 | 5.53 | 293.13 | 293.13 | 293.13
|  |  | 554 | 5.54 | 293.13 | 293.13 | 293.13
|  |  | 555 | 5.55 | 293.13 | 293.13 | 293.13
|  |  | 556 | 5.56 | 293.13 | 293.13 | 293.13
|  |  | 557 | 5.57 | 293.13 | 293.13 | 293.13
|  |  | 558 | 5.58 | 293.13 | 293.13 | 293.13
|  |  | 559 | 5.59 | 293.13 | 293.13 | 293.13
|  |  | 560 | 5.6 | 293.13 | 293.13 | 293.13
|  |  | 561 | 5.61 | 293.13 | 293.13 | 293.13
|  |  | 562 | 5.62 | 293.13 | 293.13 | 293.13
|  |  | 563 | 5.63 | 293.13 | 293.13 | 293.13
|  |  | 564 | 5.64 | 293.13 | 293.13 | 293.13
|  |  | 565 | 5.65 | 293.13 | 293.13 | 293.13
|  |  | 566 | 5.66 | 293.13 | 293.13 | 293.13
|  |  | 567 | 5.67 | 293.13 | 293.13 | 293.13
|  |  | 568 | 5.68 | 293.13 | 293.13 | 293.13
|  |  | 569 | 5.69 | 293.13 | 293.13 | 293.13
|  |  | 570 | 5.7 | 293.13 | 293.13 | 293.13
|  |  | 571 | 5.71 | 293.13 | 293.13 | 293.13
|  |  | 572 | 5.72 | 293.13 | 293.13 | 293.13
|  |  | 573 | 5.73 | 293.13 | 293.13 | 293.13
|  |  | 574 | 5.74 | 293.13 | 293.13 | 293.13
|  |  | 575 | 5.75 | 293.13 | 293.13 | 293.13
|  |  | 576 | 5.76 | 293.13 | 293.13 | 293.13
|  |  | 577 | 5.77 | 293.13 | 293.13 | 293.13
|  |  | 578 | 5.78 | 293.13 | 293.13 | 293.13
|  |  | 579 | 5.79 | 293.13 | 293.13 | 293.13
|  |  | 580 | 5.8 | 293.13 | 293.13 | 293.13
|  |  | 581 | 5.81 | 293.13 | 293.13 | 293.13
|  |  | 582 | 5.82 | 293.13 | 293.13 | 293.13
|  |  | 583 | 5.83 | 293.13 | 293.13 | 293.13
|  |  | 584 | 5.84 | 293.13 | 293.13 | 293.13
|  |  | 585 | 5.85 | 293.13 | 293.13 | 293.13
|  |  | 586 | 5.86 | 293.13 | 293.13 | 293.13
|  |  | 587 | 5.87 | 293.13 | 293.13 | 293.13
|  |  | 588 | 5.88 | 293.13 | 293.13 | 293.13
|  |  | 589 | 5.89 | 293.13 | 293.13 | 293.13
|  |  | 590 | 5.9 | 293.13 | 293.13 | 293.13
|  |  | 591 | 5.91 | 293.13 | 293.13 | 293.13
|  |  | 592 | 5.92 | 293.13 | 293.13 | 293.13
|  |  | 593 | 5.93 | 293.13 | 293.13 | 293.13
|  |  | 594 | 5.94 | 293.13 | 293.13 | 293.13
|  |  | 595 | 5.95 | 293.13 | 293.13 | 293.13
|  |  | 596 | 5.96 | 293.13 | 293.13 | 293.13
|  |  | 597 | 5.97 | 293.13 | 293.13 | 293.13
|  |  | 598 | 5.98 | 293.13 | 293.13 | 293.13
|  |  | 599 | 5.99 | 293.13 | 293.13 | 293.13
|  |  | 600 | 6 | 293.13 | 293.13 | 293.13
|  |  | 601 | 6.01 | 293.13 | 293.13 | 293.13
|  |  | 602 | 6.02 | 293.13 | 293.13 | 293.13
|  |  | 603 | 6.03 | 293.13 | 293.13 | 293.13
|  |  | 604 | 6.04 | 293.13 | 293.13 | 293.13
|  |  | 605 | 6.05 | 293.13 | 293.13 | 293.13
|  |  | 606 | 6.06 | 293.13 | 293.13 | 293.13
|  |  | 607 | 6.07 | 293.13 | 293.13 | 293.13
|  |  | 608 | 6.08 | 293.13 | 293.13 | 293.13
|  |  | 609 | 6.09 | 293.13 | 293.13 | 293.13
|  |  | 610 | 6.1 | 293.13 | 293.13 | 293.13
|  |  | 611 | 6.11 | 293.13 | 293.13 | 293.13
|  |  | 612 | 6.12 | 293.13 | 293.13 | 293.13
|  |  | 613 | 6.13 | 293.13 | 293.13 | 293.13
|  |  | 614 | 6.14 | 293.13 | 293.13 | 293.13
|  |  | 615 | 6.15 | 293.13 | 293.13 | 293.13
|  |  | 616 | 6.16 | 293.13 | 293.13 | 293.13
|  |  | 617 | 6.17 | 293.13 | 293.13 | 293.13
|  |  | 618 | 6.18 | 293.13 | 293.13 | 293.13
|  |  | 619 | 6.19 | 293.13 | 293.13 | 293.13
|  |  | 620 | 6.2 | 293.13 | 293.13 | 293.13
|  |  | 621 | 6.21 | 293.13 | 293.13 | 293.13
|  |  | 622 | 6.22 | 293.13 | 293.13 | 293.13
|  |  | 623 | 6.23 | 293.13 | 293.13 | 293.13
|  |  | 624 | 6.24 | 293.13 | 293.13 | 293.13
|  |  | 625 | 6.25 | 293.13 | 293.13 | 293.13
|  |  | 626 | 6.26 | 293.13 | 293.13 | 293.13
|  |  | 627 | 6.27 | 293.13 | 293.13 | 293.13
|  |  | 628 | 6.28 | 293.13 | 293.13 | 293.13
|  |  | 629 | 6.29 | 293.13 | 293.13 | 293.13
|  |  | 630 | 6.3 | 293.13 | 293.13 | 293.13
|  |  | 631 | 6.31 | 293.13 | 293.13 | 293.13
|  |  | 632 | 6.32 | 293.13 | 293.13 | 293.13
|  |  | 633 | 6.33 | 293.13 | 293.13 | 293.13
|  |  | 634 | 6.34 | 293.13 | 293.13 | 293.13
|  |  | 635 | 6.35 | 293.13 | 293.13 | 293.13
|  |  | 636 | 6.36 | 293.13 | 293.13 | 293.13
|  |  | 637 | 6.37 | 293.13 | 293.13 | 293.13
|  |  | 638 | 6.38 | 293.13 | 293.13 | 293.13
|  |  | 639 | 6.39 | 293.13 | 293.13 | 293.13
|  |  | 640 | 6.4 | 293.13 | 293.13 | 293.13
|  |  | 641 | 6.41 | 293.13 | 293.13 | 293.13
|  |  | 642 | 6.42 | 293.13 | 293.13 | 293.13
|  |  | 643 | 6.43 | 293.13 | 293.13 | 293.13
|  |  | 644 | 6.44 | 293.13 | 293.13 | 293.13
|  |  | 645 | 6.45 | 293.13 | 293.13 | 293.13
|  |  | 646 | 6.46 | 293.13 | 293.13 | 293.13
|  |  | 647 | 6.47 | 293.13 | 293.13 | 293.13
|  |  | 648 | 6.48 | 293.13 | 293.13 | 293.13
|  |  | 649 | 6.49 | 293.13 | 293.13 | 293.13
|  |  | 650 | 6.5 | 293.13 | 293.13 | 293.13
|  |  | 651 | 6.51 | 293.13 | 293.13 | 293.13
|  |  | 652 | 6.52 | 293.13 | 293.13 | 293.13
|  |  | 653 | 6.53 | 293.13 | 293.13 | 293.13
|  |  | 654 | 6.54 | 293.13 | 293.13 | 293.13
|  |  | 655 | 6.55 | 293.13 | 293.13 | 293.13
|  |  | 656 | 6.56 | 293.13 | 293.13 | 293.13
|  |  | 657 | 6.57 | 293.13 | 293.13 | 293.13
|  |  | 658 | 6.58 | 293.13 | 293.13 | 293.13
|  |  | 659 | 6.59 | 293.13 | 293.13 | 293.13
|  |  | 660 | 6.6 | 293.13 | 293.13 | 293.13
|  |  | 661 | 6.61 | 293.13 | 293.13 | 293.13
|  |  | 662 | 6.62 | 293.13 | 293.13 | 293.13
|  |  | 663 | 6.63 | 293.13 | 293.13 | 293.13
|  |  | 664 | 6.64 | 293.13 | 293.13 | 293.13
|  |  | 665 | 6.65 | 293.13 | 293.13 | 293.13
|  |  | 666 | 6.66 | 293.13 | 293.13 | 293.13
|  |  | 667 | 6.67 | 293.13 | 293.13 | 293.13
|  |  | 668 | 6.68 | 293.13 | 293.13 | 293.13
|  |  | 669 | 6.69 | 293.13 | 293.13 | 293.13
|  |  | 670 | 6.7 | 293.13 | 293.13 | 293.13
|  |  | 671 | 6.71 | 293.13 | 293.13 | 293.13
|  |  | 672 | 6.72 | 293.13 | 293.13 | 293.13
|  |  | 673 | 6.73 | 293.13 | 293.13 | 293.13
|  |  | 674 | 6.74 | 293.13 | 293.13 | 293.13
|  |  | 675 | 6.75 | 293.13 | 293.13 | 293.13
|  |  | 676 | 6.76 | 293.13 | 293.13 | 293.13
|  |  | 677 | 6.77 | 293.13 | 293.13 | 293.13
|  |  | 678 | 6.78 | 293.13 | 293.13 | 293.13
|  |  | 679 | 6.79 | 293.13 | 293.13 | 293.13
|  |  | 680 | 6.8 | 293.13 | 293.13 | 293.13
|  |  | 681 | 6.81 | 293.13 | 293.13 | 293.13
|  |  | 682 | 6.82 | 293.13 | 293.13 | 293.13
|  |  | 683 | 6.83 | 293.13 | 293.13 | 293.13
|  |  | 684 | 6.84 | 293.13 | 293.13 | 293.13
|  |  | 685 | 6.85 | 293.13 | 293.13 | 293.13
|  |  | 686 | 6.86 | 293.13 | 293.13 | 293.13
|  |  | 687 | 6.87 | 293.13 | 293.13 | 293.13
|  |  | 688 | 6.88 | 293.13 | 293.13 | 293.13
|  |  | 689 | 6.89 | 293.13 | 293.13 | 293.13
|  |  | 690 | 6.9 | 293.13 | 293.13 | 293.13
|  |  | 691 | 6.91 | 293.13 | 293.13 | 293.13
|  |  | 692 | 6.92 | 293.13 | 293.13 | 293.13
|  |  | 693 | 6.93 | 293.13 | 293.13 | 293.13
|  |  | 694 | 6.94 | 293.13 | 293.13 | 293.13
|  |  | 695 | 6.95 | 293.13 | 293.13 | 293.13
|  |  | 696 | 6.96 | 293.13 | 293.13 | 293.13
|  |  | 697 | 6.97 | 293.13 | 293.13 | 293.13
|  |  | 698 | 6.98 | 293.13 | 293.13 | 293.13
|  |  | 699 | 6.99 | 293.13 | 293.13 | 293.13
|  |  | 700 | 7 | 293.13 | 293.13 | 293.13
|  |  | 701 | 7.01 | 293.13 | 293.13 | 293.13
|  |  | 702 | 7.02 | 293.13 | 293.13 | 293.13
|  |  | 703 | 7.03 | 293.13 | 293.13 | 293.13
|  |  | 704 | 7.04 | 293.13 | 293.13 | 293.13
|  |  | 705 | 7.05 | 293.13 | 293.13 | 293.13
|  |  | 706 | 7.06 | 293.13 | 293.13 | 293.13
|  |  | 707 | 7.07 | 293.13 | 293.13 | 293.13
|  |  | 708 | 7.08 | 293.13 | 293.13 | 293.13
|  |  | 709 | 7.09 | 293.13 | 293.13 | 293.13
|  |  | 710 | 7.1 | 293.13 | 293.13 | 293.13
|  |  | 711 | 7.11 | 293.13 | 293.13 | 293.13
|  |  | 712 | 7.12 | 293.13 | 293.13 | 293.13
|  |  | 713 | 7.13 | 293.13 | 293.13 | 293.13
|  |  | 714 | 7.14 | 293.13 | 293.13 | 293.13
|  |  | 715 | 7.15 | 293.13 | 293.13 | 293.13
|  |  | 716 | 7.16 | 293.13 | 293.13 | 293.13
|  |  | 717 | 7.17 | 293.13 | 293.13 | 293.13
|  |  | 718 | 7.18 | 293.13 | 293.13 | 293.13
|  |  | 719 | 7.19 | 293.13 | 293.13 | 293.13
|  |  | 720 | 7.2 | 293.13 | 293.13 | 293.13
|  |  | 721 | 7.21 | 293.13 | 293.13 | 293.13
|  |  | 722 | 7.22 | 293.13 | 293.13 | 293.13
|  |  | 723 | 7.23 | 293.13 | 293.13 | 293.13
|  |  | 724 | 7.24 | 293.13 | 293.13 | 293.13
|  |  | 725 | 7.25 | 293.13 | 293.13 | 293.13
|  |  | 726 | 7.26 | 293.13 | 293.13 | 293.13
|  |  | 727 | 7.27 | 293.13 | 293.13 | 293.13
|  |  | 728 | 7.28 | 293.13 | 293.13 | 293.13
|  |  | 729 | 7.29 | 293.13 | 293.13 | 293.13
|  |  | 730 | 7.3 | 293.13 | 293.13 | 293.13
|  |  | 731 | 7.31 | 293.13 | 293.13 | 293.13
|  |  | 732 | 7.32 | 293.13 | 293.13 | 293.13
|  |  | 733 | 7.33 | 293.13 | 293.13 | 293.13
|  |  | 734 | 7.34 | 293.13 | 293.13 | 293.13
|  |  | 735 | 7.35 | 293.13 | 293.13 | 293.13
|  |  | 736 | 7.36 | 293.13 | 293.13 | 293.13
|  |  | 737 | 7.37 | 293.13 | 293.13 | 293.13
|  |  | 738 | 7.38 | 293.13 | 293.13 | 293.13
|  |  | 739 | 7.39 | 293.13 | 293.13 | 293.13
|  |  | 740 | 7.4 | 293.13 | 293.13 | 293.13
|  |  | 741 | 7.41 | 293.13 | 293.13 | 293.13
|  |  | 742 | 7.42 | 293.13 | 293.13 | 293.13
|  |  | 743 | 7.43 | 293.13 | 293.13 | 293.13
|  |  | 744 | 7.44 | 293.13 | 293.13 | 293.13
|  |  | 745 | 7.45 | 293.13 | 293.13 | 293.13
|  |  | 746 | 7.46 | 293.13 | 293.13 | 293.13
|  |  | 747 | 7.47 | 293.13 | 293.13 | 293.13
|  |  | 748 | 7.48 | 293.13 | 293.13 | 293.13
|  |  | 749 | 7.49 | 293.13 | 293.13 | 293.13
|  |  | 750 | 7.5 | 293.13 | 293.13 | 293.13
|  |  | 751 | 7.51 | 293.13 | 293.13 | 293.13
|  |  | 752 | 7.52 | 293.13 | 293.13 | 293.13
|  |  | 753 | 7.53 | 293.13 | 293.13 | 293.13
|  |  | 754 | 7.54 | 293.13 | 293.13 | 293.13
|  |  | 755 | 7.55 | 293.13 | 293.13 | 293.13
|  |  | 756 | 7.56 | 293.13 | 293.13 | 293.13
|  |  | 757 | 7.57 | 293.13 | 293.13 | 293.13
|  |  | 758 | 7.58 | 293.13 | 293.13 | 293.13
|  |  | 759 | 7.59 | 293.13 | 293.13 | 293.13
|  |  | 760 | 7.6 | 293.13 | 293.13 | 293.13
|  |  | 761 | 7.61 | 293.13 | 293.13 | 293.13
|  |  | 762 | 7.62 | 293.13 | 293.13 | 293.13
|  |  | 763 | 7.63 | 293.13 | 293.13 | 293.13
|  |  | 764 | 7.64 | 293.13 | 293.13 | 293.13
|  |  | 765 | 7.65 | 293.13 | 293.13 | 293.13
|  |  | 766 | 7.66 | 293.13 | 293.13 | 293.13
|  |  | 767 | 7.67 | 293.13 | 293.13 | 293.13
|  |  | 768 | 7.68 | 293.13 | 293.13 | 293.13
|  |  | 769 | 7.69 | 293.13 | 293.13 | 293.13
|  |  | 770 | 7.7 | 293.13 | 293.13 | 293.13
|  |  | 771 | 7.71 | 293.13 | 293.13 | 293.13
|  |  | 772 | 7.72 | 293.13 | 293.13 | 293.13
|  |  | 773 | 7.73 | 293.13 | 293.13 | 293.13
|  |  | 774 | 7.74 | 293.13 | 293.13 | 293.13
|  |  | 775 | 7.75 | 293.13 | 293.13 | 293.13
|  |  | 776 | 7.76 | 293.13 | 293.13 | 293.13
|  |  | 777 | 7.77 | 293.13 | 293.13 | 293.13
|  |  | 778 | 7.78 | 293.13 | 293.13 | 293.13
|  |  | 779 | 7.79 | 293.13 | 293.13 | 293.13
|  |  | 780 | 7.8 | 293.13 | 293.13 | 293.13
|  |  | 781 | 7.81 | 293.13 | 293.13 | 293.13
|  |  | 782 | 7.82 | 293.13 | 293.13 | 293.13
|  |  | 783 | 7.83 | 293.13 | 293.13 | 293.13
|  |  | 784 | 7.84 | 293.13 | 293.13 | 293.13
|  |  | 785 | 7.85 | 293.13 | 293.13 | 293.13
|  |  | 786 | 7.86 | 293.13 | 293.13 | 293.13
|  |  | 787 | 7.87 | 293.13 | 293.13 | 293.13
|  |  | 788 | 7.88 | 293.13 | 293.13 | 293.13
|  |  | 789 | 7.89 | 293.13 | 293.13 | 293.13
|  |  | 790 | 7.9 | 293.13 | 293.13 | 293.13
|  |  | 791 | 7.91 | 293.13 | 293.13 | 293.13
|  |  | 792 | 7.92 | 293.13 | 293.13 | 293.13
|  |  | 793 | 7.93 | 293.13 | 293.13 | 293.13
|  |  | 794 | 7.94 | 293.13 | 293.13 | 293.13
|  |  | 795 | 7.95 | 293.13 | 293.13 | 293.13
|  |  | 796 | 7.96 | 293.13 | 293.13 | 293.13
|  |  | 797 | 7.97 | 293.13 | 293.13 | 293.13
|  |  | 798 | 7.98 | 293.13 | 293.13 | 293.13
|  |  | 799 | 7.99 | 293.13 | 293.13 | 293.13
|  |  | 800 | 8 | 293.13 | 293.13 | 293.13
|  |  | 801 | 8.01 | 293.13 | 293.13 | 293.13
|  |  | 802 | 8.02 | 293.13 | 293.13 | 293.13
|  |  | 803 | 8.03 | 293.13 | 293.13 | 293.13
|  |  | 804 | 8.04 | 293.13 | 293.13 | 293.13
|  |  | 805 | 8.05 | 293.13 | 293.13 | 293.13
|  |  | 806 | 8.06 | 293.13 | 293.13 | 293.13
|  |  | 807 | 8.07 | 293.13 | 293.13 | 293.13
|  |  | 808 | 8.08 | 293.13 | 293.13 | 293.13
|  |  | 809 | 8.09 | 293.13 | 293.13 | 293.13
|  |  | 810 | 8.1 | 293.13 | 293.13 | 293.13
|  |  | 811 | 8.11 | 293.13 | 293.13 | 293.13
|  |  | 812 | 8.12 | 293.13 | 293.13 | 293.13
|  |  | 813 | 8.13 | 293.13 | 293.13 | 293.13
|  |  | 814 | 8.14 | 293.13 | 293.13 | 293.13
|  |  | 815 | 8.15 | 293.13 | 293.13 | 293.13
|  |  | 816 | 8.16 | 293.13 | 293.13 | 293.13
|  |  | 817 | 8.17 | 293.13 | 293.13 | 293.13
|  |  | 818 | 8.18 | 293.13 | 293.13 | 293.13
|  |  | 819 | 8.19 | 293.13 | 293.13 | 293.13
|  |  | 820 | 8.2 | 293.13 | 293.13 | 293.13
|  |  | 821 | 8.21 | 293.13 | 293.13 | 293.13
|  |  | 822 | 8.22 | 293.13 | 293.13 | 293.13
|  |  | 823 | 8.23 | 293.13 | 293.13 | 293.13
|  |  | 824 | 8.24 | 293.13 | 293.13 | 293.13
|  |  | 825 | 8.25 | 293.13 | 293.13 | 293.13
|  |  | 826 | 8.26 | 293.13 | 293.13 | 293.13
|  |  | 827 | 8.27 | 293.13 | 293.13 | 293.13
|  |  | 828 | 8.28 | 293.13 | 293.13 | 293.13
|  |  | 829 | 8.29 | 293.13 | 293.13 | 293.13
|  |  | 830 | 8.3 | 293.13 | 293.13 | 293.13
|  |  | 831 | 8.31 | 293.13 | 293.13 | 293.13
|  |  | 832 | 8.32 | 293.13 | 293.13 | 293.13
|  |  | 833 | 8.33 | 293.13 | 293.13 | 293.13
|  |  | 834 | 8.34 | 293.13 | 293.13 | 293.13
|  |  | 835 | 8.35 | 293.13 | 293.13 | 293.13
|  |  | 836 | 8.36 | 293.13 | 293.13 | 293.13
|  |  | 837 | 8.37 | 293.13 | 293.13 | 293.13
|  |  | 838 | 8.38 | 293.13 | 293.13 | 293.13
|  |  | 839 | 8.39 | 293.13 | 293.13 | 293.13
|  |  | 840 | 8.4 | 293.13 | 293.13 | 293.13
|  |  | 841 | 8.41 | 293.13 | 293.13 | 293.13
|  |  | 842 | 8.42 | 293.13 | 293.13 | 293.13
|  |  | 843 | 8.43 | 293.13 | 293.13 | 293.13
|  |  | 844 | 8.44 | 293.13 | 293.13 | 293.13
|  |  | 845 | 8.45 | 293.13 | 293.13 | 293.13
|  |  | 846 | 8.46 | 293.13 | 293.13 | 293.13
|  |  | 847 | 8.47 | 293.13 | 293.13 | 293.13
|  |  | 848 | 8.48 | 293.13 | 293.13 | 293.13
|  |  | 849 | 8.49 | 293.13 | 293.13 | 293.13
|  |  | 850 | 8.5 | 293.13 | 293.13 | 293.13
|  |  | 851 | 8.51 | 293.13 | 293.13 | 293.13
|  |  | 852 | 8.52 | 293.13 | 293.13 | 293.13
|  |  | 853 | 8.53 | 293.13 | 293.13 | 293.13
|  |  | 854 | 8.54 | 293.13 | 293.13 | 293.13
|  |  | 855 | 8.55 | 293.13 | 293.13 | 293.13
|  |  | 856 | 8.56 | 293.13 | 293.13 | 293.13
|  |  | 857 | 8.57 | 293.13 | 293.13 | 293.13
|  |  | 858 | 8.58 | 293.13 | 293.13 | 293.13
|  |  | 859 | 8.59 | 293.13 | 293.13 | 293.13
|  |  | 860 | 8.6 | 293.13 | 293.13 | 293.13
|  |  | 861 | 8.61 | 293.13 | 293.13 | 293.13
|  |  | 862 | 8.62 | 293.13 | 293.13 | 293.13
|  |  | 863 | 8.63 | 293.13 | 293.13 | 293.13
|  |  | 864 | 8.64 | 293.13 | 293.13 | 293.13
|  |  | 865 | 8.65 | 293.13 | 293.13 | 293.13
|  |  | 866 | 8.66 | 293.13 | 293.13 | 293.13
|  |  | 867 | 8.67 | 293.13 | 293.13 | 293.13
|  |  | 868 | 8.68 | 293.13 | 293.13 | 293.13
|  |  | 869 | 8.69 | 293.13 | 293.13 | 293.13
|  |  | 870 | 8.7 | 293.13 | 293.13 | 293.13
|  |  | 871 | 8.71 | 293.13 | 293.13 | 293.13
|  |  | 872 | 8.72 | 293.13 | 293.13 | 293.13
|  |  | 873 | 8.73 | 293.13 | 293.13 | 293.13
|  |  | 874 | 8.74 | 293.13 | 293.13 | 293.13
|  |  | 875 | 8.75 | 293.13 | 293.13 | 293.13
|  |  | 876 | 8.76 | 293.13 | 293.13 | 293.13
|  |  | 877 | 8.77 | 293.13 | 293.13 | 293.13
|  |  | 878 | 8.78 | 293.13 | 293.13 | 293.13
|  |  | 879 | 8.79 | 293.13 | 293.13 | 293.13
|  |  | 880 | 8.8 | 293.13 | 293.13 | 293.13
|  |  | 881 | 8.81 | 293.13 | 293.13 | 293.13
|  |  | 882 | 8.82 | 293.13 | 293.13 | 293.13
|  |  | 883 | 8.83 | 293.13 | 293.13 | 293.13
|  |  | 884 | 8.84 | 293.13 | 293.13 | 293.13
|  |  | 885 | 8.85 | 293.13 | 293.13 | 293.13
|  |  | 886 | 8.86 | 293.13 | 293.13 | 293.13
|  |  | 887 | 8.87 | 293.13 | 293.13 | 293.13
|  |  | 888 | 8.88 | 293.13 | 293.13 | 293.13
|  |  | 889 | 8.89 | 293.13 | 293.13 | 293.13
|  |  | 890 | 8.9 | 293.13 | 293.13 | 293.13
|  |  | 891 | 8.91 | 293.13 | 293.13 | 293.13
|  |  | 892 | 8.92 | 293.13 | 293.13 | 293.13
|  |  | 893 | 8.93 | 293.13 | 293.13 | 293.13
|  |  | 894 | 8.94 | 293.13 | 293.13 | 293.13
|  |  | 895 | 8.95 | 293.13 | 293.13 | 293.13
|  |  | 896 | 8.96 | 293.13 | 293.13 | 293.13
|  |  | 897 | 8.97 | 293.13 | 293.13 | 293.13
|  |  | 898 | 8.98 | 293.13 | 293.13 | 293.13
|  |  | 899 | 8.99 | 293.13 | 293.13 | 293.13
|  |  | 900 | 9 | 293.13 | 293.13 | 293.13
|  |  | 901 | 9.01 | 293.13 | 293.13 | 293.13
|  |  | 902 | 9.02 | 293.13 | 293.13 | 293.13
|  |  | 903 | 9.03 | 293.13 | 293.13 | 293.13
|  |  | 904 | 9.04 | 293.13 | 293.13 | 293.13
|  |  | 905 | 9.05 | 293.13 | 293.13 | 293.13
|  |  | 906 | 9.06 | 293.13 | 293.13 | 293.13
|  |  | 907 | 9.07 | 293.13 | 293.13 | 293.13
|  |  | 908 | 9.08 | 293.13 | 293.13 | 293.13
|  |  | 909 | 9.09 | 293.13 | 293.13 | 293.13
|  |  | 910 | 9.1 | 293.13 | 293.13 | 293.13
|  |  | 911 | 9.11 | 293.13 | 293.13 | 293.13
|  |  | 912 | 9.12 | 293.13 | 293.13 | 293.13
|  |  | 913 | 9.13 | 293.13 | 293.13 | 293.13
|  |  | 914 | 9.14 | 293.13 | 293.13 | 293.13
|  |  | 915 | 9.15 | 293.13 | 293.13 | 293.13
|  |  | 916 | 9.16 | 293.13 | 293.13 | 293.13
|  |  | 917 | 9.17 | 293.13 | 293.13 | 293.13
|  |  | 918 | 9.18 | 293.13 | 293.13 | 293.13
|  |  | 919 | 9.19 | 293.13 | 293.13 | 293.13
|  |  | 920 | 9.2 | 293.13 | 293.13 | 293.13
|  |  | 921 | 9.21 | 293.13 | 293.13 | 293.13
|  |  | 922 | 9.22 | 293.13 | 293.13 | 293.13
|  |  | 923 | 9.23 | 293.13 | 293.13 | 293.13
|  |  | 924 | 9.24 | 293.13 | 293.13 | 293.13
|  |  | 925 | 9.25 | 293.13 | 293.13 | 293.13
|  |  | 926 | 9.26 | 293.13 | 293.13 | 293.13
|  |  | 927 | 9.27 | 293.13 | 293.13 | 293.13
|  |  | 928 | 9.28 | 293.13 | 293.13 | 293.13
|  |  | 929 | 9.29 | 293.13 | 293.13 | 293.13
|  |  | 930 | 9.3 | 293.13 | 293.13 | 293.13
|  |  | 931 | 9.31 | 293.13 | 293.13 | 293.13
|  |  | 932 | 9.32 | 293.13 | 293.13 | 293.13
|  |  | 933 | 9.33 | 293.13 | 293.13 | 293.13
|  |  | 934 | 9.34 | 293.13 | 293.13 | 293.13
|  |  | 935 | 9.35 | 293.13 | 293.13 | 293.13
|  |  | 936 | 9.36 | 293.13 | 293.13 | 293.13
|  |  | 937 | 9.37 | 293.13 | 293.13 | 293.13
|  |  | 938 | 9.38 | 293.13 | 293.13 | 293.13
|  |  | 939 | 9.39 | 293.13 | 293.13 | 293.13
|  |  | 940 | 9.4 | 293.13 | 293.13 | 293.13
|  |  | 941 | 9.41 | 293.13 | 293.13 | 293.13
|  |  | 942 | 9.42 | 293.13 | 293.13 | 293.13
|  |  | 943 | 9.43 | 293.13 | 293.13 | 293.13
|  |  | 944 | 9.44 | 293.13 | 293.13 | 293.13
|  |  | 945 | 9.45 | 293.13 | 293.13 | 293.13
|  |  | 946 | 9.46 | 293.13 | 293.13 | 293.13
|  |  | 947 | 9.47 | 293.13 | 293.13 | 293.13
|  |  | 948 | 9.48 | 293.13 | 293.13 | 293.13
|  |  | 949 | 9.49 | 293.13 | 293.13 | 293.13
|  |  | 950 | 9.5 | 293.13 | 293.13 | 293.13
|  |  | 951 | 9.51 | 293.13 | 293.13 | 293.13
|  |  | 952 | 9.52 | 293.13 | 293.13 | 293.13
|  |  | 953 | 9.53 | 293.13 | 293.13 | 293.13
|  |  | 954 | 9.54 | 293.13 | 293.13 | 293.13
|  |  | 955 | 9.55 | 293.13 | 293.13 | 293.13
|  |  | 956 | 9.56 | 293.13 | 293.13 | 293.13
|  |  | 957 | 9.57 | 293.13 | 293.13 | 293.13
|  |  | 958 | 9.58 | 293.13 | 293.13 | 293.13
|  |  | 959 | 9.59 | 293.13 | 293.13 | 293.13
|  |  | 960 | 9.6 | 293.13 | 293.13 | 293.13
|  |  | 961 | 9.61 | 293.13 | 293.13 | 293.13
|  |  | 962 | 9.62 | 293.13 | 293.13 | 293.13
|  |  | 963 | 9.63 | 293.13 | 293.13 | 293.13
|  |  | 964 | 9.64 | 293.13 | 293.13 | 293.13
|  |  | 965 | 9.65 | 293.13 | 293.13 | 293.13
|  |  | 966 | 9.66 | 293.13 | 293.13 | 293.13
|  |  | 967 | 9.67 | 293.13 | 293.13 | 293.13
|  |  | 968 | 9.68 | 293.13 | 293.13 | 293.13
|  |  | 969 | 9.69 | 293.13 | 293.13 | 293.13
|  |  | 970 | 9.7 | 293.13 | 293.13 | 293.13
|  |  | 971 | 9.71 | 293.13 | 293.13 | 293.13
|  |  | 972 | 9.72 | 293.13 | 293.13 | 293.13
|  |  | 973 | 9.73 | 293.13 | 293.13 | 293.13
|  |  | 974 | 9.74 | 293.13 | 293.13 | 293.13
|  |  | 975 | 9.75 | 293.13 | 293.13 | 293.13
|  |  | 976 | 9.76 | 293.13 | 293.13 | 293.13
|  |  | 977 | 9.77 | 293.13 | 293.13 | 293.13
|  |  | 978 | 9.78 | 293.13 | 293.13 | 293.13
|  |  | 979 | 9.79 | 293.13 | 293.13 | 293.13
|  |  | 980 | 9.8 | 293.13 | 293.13 | 293.13
|  |  | 981 | 9.81 | 293.13 | 293.13 | 293.13
|  |  | 982 | 9.82 | 293.13 | 293.13 | 293.13
|  |  | 983 | 9.83 | 293.13 | 293.13 | 293.13
|  |  | 984 | 9.84 | 293.13 | 293.13 | 293.13
|  |  | 985 | 9.85 | 293.13 | 293.13 | 293.13
|  |  | 986 | 9.86 | 293.13 | 293.13 | 293.13
|  |  | 987 | 9.87 | 293.13 | 293.13 | 293.13
|  |  | 988 | 9.88 | 293.13 | 293.13 | 293.13
|  |  | 989 | 9.89 | 293.13 | 293.13 | 293.13
|  |  | 990 | 9.9 | 293.13 | 293.13 | 293.13
|  |  | 991 | 9.91 | 293.13 | 293.13 | 293.13
|  |  | 992 | 9.92 | 293.13 | 293.13 | 293.13
|  |  | 993 | 9.93 | 293.13 | 293.13 | 293.13
|  |  | 994 | 9.94 | 293.13 | 293.13 | 293.13
|  |  | 995 | 9.95 | 293.13 | 293.13 | 293.13
|  |  | 996 | 9.96 | 293.13 | 293.13 | 293.13
|  |  | 997 | 9.97 | 293.13 | 293.13 | 293.13
|  |  | 998 | 9.98 | 293.13 | 293.13 | 293.13
|  |  | 999 | 9.99 | 293.13 | 293.13 | 293.13
|  |  | 1000 | 10 | 293.13 | 293.13 | 293.13
Notes: 1.173 m path length, 1L water heated to 40 and flowed at 4 mL/min to equilibrium at exit.
Thermal conductivities only available at 20-25 deg. for solids.
Thermal conductivities of liquids used at appropriate temperature if available in literature.
Deionised water used for initial test

## 1.13 Hexane
| Link | Thermal Conductivity (λ) @ 25 °C | I.D (mm) | O.D (mm) | Wall thickness (mm) | Reservoir Temperature (K) | Density (g/mL) | Heat Capacity (J/g.K)
PEEK 1/16 | http://www.goodfellow.com/A/Polyetheretherketone.html | 0.25 | 0.75 | 1.5875 | 0.8375
PEEK 1/32 |  | 0.25 | 0.5 | 0.7938 | 0.2938
Hexane (40 °C) | http://ion.chem.usu.edu/~sbialkow/Research/Tablevalues.html | 0.12 |  |  |  | 313.13 | 0.655 | 2.27
Air |  | 0.02735 |  |  |  | 293.13
Pipe Heat Loss
https://www.engineeringtoolbox.com/water-flow-rates-heating-systems-d_659.html
Tin
Tsolv | 313.13 |  | V̇ (m3/s) | volumetric flowrate |  | 6.6667e-08
Wall thickness (m) | 0.0008375 |  | Q (kW, kJ/s) | heat flowrate |  | 5.6296e-05
Nu | 3.66 |  | Cp (kJ/kg.K) | heat capacity |  | 2.27
Length Total (m) | 1.173 |  | ρ (kg/m3) | density |  | 655
L (increment) (m) | 0.01 |  | Tin (K) | (Tsolv) |  | 313.13
Max iterations (set in options) | 117.3 |  | Tout (K) | Calculated exit temp |  | 312.5621
r (using outer diameter for surface) m | 0.00079375
D (using inner diameter for volume) m | 0.00075 |  | Curve Fit for Temperature Loss
r1 | 0.000375
r2 | 0.00079375 |  |  |  | Tin | Tout
αWater | 585.6 |  |  |  | 313.13 | 312.5621
αAir | 35
ΔT (Tsolv - Tair) (K) | 20
k | 56.44 |  | Iteration | Length | Temperature In | Temperature Out | Room Temperature
A (m2) | 4.9873e-05 |  | 0 | 0 | 313.13 | 312.5621 | 293.13
Pi | 3.1416 |  | 1 | 0.01 | 312.5621 | 312.0102 | 293.13
Q (W or J/s) | 0.056296 |  | 2 | 0.02 | 312.0102 | 311.4741 | 293.13
Flowrate (mL/min) | 4 |  | 3 | 0.03 | 311.4741 | 310.9532 | 293.13
|  |  | 4 | 0.04 | 310.9532 | 310.4471 | 293.13
|  |  | 5 | 0.05 | 310.4471 | 309.9553 | 293.13
|  |  | 6 | 0.06 | 309.9553 | 309.4775 | 293.13
|  |  | 7 | 0.07 | 309.4775 | 309.0133 | 293.13
|  |  | 8 | 0.08 | 309.0133 | 308.5622 | 293.13
|  |  | 9 | 0.09 | 308.5622 | 308.124 | 293.13
|  |  | 10 | 0.1 | 308.124 | 307.6982 | 293.13
|  |  | 11 | 0.11 | 307.6982 | 307.2845 | 293.13
|  |  | 12 | 0.12 | 307.2845 | 306.8826 | 293.13
|  |  | 13 | 0.13 | 306.8826 | 306.492 | 293.13
|  |  | 14 | 0.14 | 306.492 | 306.1126 | 293.13
|  |  | 15 | 0.15 | 306.1126 | 305.7439 | 293.13
|  |  | 16 | 0.16 | 305.7439 | 305.3857 | 293.13
|  |  | 17 | 0.17 | 305.3857 | 305.0377 | 293.13
|  |  | 18 | 0.18 | 305.0377 | 304.6996 | 293.13
|  |  | 19 | 0.19 | 304.6996 | 304.371 | 293.13
|  |  | 20 | 0.2 | 304.371 | 304.0518 | 293.13
|  |  | 21 | 0.21 | 304.0518 | 303.7417 | 293.13
|  |  | 22 | 0.22 | 303.7417 | 303.4403 | 293.13
|  |  | 23 | 0.23 | 303.4403 | 303.1475 | 293.13
|  |  | 24 | 0.24 | 303.1475 | 302.8631 | 293.13
|  |  | 25 | 0.25 | 302.8631 | 302.5867 | 293.13
|  |  | 26 | 0.26 | 302.5867 | 302.3181 | 293.13
|  |  | 27 | 0.27 | 302.3181 | 302.0572 | 293.13
|  |  | 28 | 0.28 | 302.0572 | 301.8037 | 293.13
|  |  | 29 | 0.29 | 301.8037 | 301.5574 | 293.13
|  |  | 30 | 0.3 | 301.5574 | 301.3181 | 293.13
|  |  | 31 | 0.31 | 301.3181 | 301.0856 | 293.13
|  |  | 32 | 0.32 | 301.0856 | 300.8597 | 293.13
|  |  | 33 | 0.33 | 300.8597 | 300.6402 | 293.13
|  |  | 34 | 0.34 | 300.6402 | 300.4269 | 293.13
|  |  | 35 | 0.35 | 300.4269 | 300.2197 | 293.13
|  |  | 36 | 0.36 | 300.2197 | 300.0183 | 293.13
|  |  | 37 | 0.37 | 300.0183 | 299.8227 | 293.13
|  |  | 38 | 0.38 | 299.8227 | 299.6327 | 293.13
|  |  | 39 | 0.39 | 299.6327 | 299.448 | 293.13
|  |  | 40 | 0.4 | 299.448 | 299.2686 | 293.13
|  |  | 41 | 0.41 | 299.2686 | 299.0943 | 293.13
|  |  | 42 | 0.42 | 299.0943 | 298.9249 | 293.13
|  |  | 43 | 0.43 | 298.9249 | 298.7604 | 293.13
|  |  | 44 | 0.44 | 298.7604 | 298.6005 | 293.13
|  |  | 45 | 0.45 | 298.6005 | 298.4451 | 293.13
|  |  | 46 | 0.46 | 298.4451 | 298.2942 | 293.13
|  |  | 47 | 0.47 | 298.2942 | 298.1475 | 293.13
|  |  | 48 | 0.48 | 298.1475 | 298.0051 | 293.13
|  |  | 49 | 0.49 | 298.0051 | 297.8666 | 293.13
|  |  | 50 | 0.5 | 297.8666 | 297.7321 | 293.13
|  |  | 51 | 0.51 | 297.7321 | 297.6014 | 293.13
|  |  | 52 | 0.52 | 297.6014 | 297.4745 | 293.13
|  |  | 53 | 0.53 | 297.4745 | 297.3511 | 293.13
|  |  | 54 | 0.54 | 297.3511 | 297.2312 | 293.13
|  |  | 55 | 0.55 | 297.2312 | 297.1148 | 293.13
|  |  | 56 | 0.56 | 297.1148 | 297.0016 | 293.13
|  |  | 57 | 0.57 | 297.0016 | 296.8917 | 293.13
|  |  | 58 | 0.58 | 296.8917 | 296.7848 | 293.13
|  |  | 59 | 0.59 | 296.7848 | 296.6811 | 293.13
|  |  | 60 | 0.6 | 296.6811 | 296.5802 | 293.13
|  |  | 61 | 0.61 | 296.5802 | 296.4822 | 293.13
|  |  | 62 | 0.62 | 296.4822 | 296.387 | 293.13
|  |  | 63 | 0.63 | 296.387 | 296.2946 | 293.13
|  |  | 64 | 0.64 | 296.2946 | 296.2047 | 293.13
|  |  | 65 | 0.65 | 296.2047 | 296.1174 | 293.13
|  |  | 66 | 0.66 | 296.1174 | 296.0325 | 293.13
|  |  | 67 | 0.67 | 296.0325 | 295.9501 | 293.13
|  |  | 68 | 0.68 | 295.9501 | 295.87 | 293.13
|  |  | 69 | 0.69 | 295.87 | 295.7922 | 293.13
|  |  | 70 | 0.7 | 295.7922 | 295.7166 | 293.13
|  |  | 71 | 0.71 | 295.7166 | 295.6432 | 293.13
|  |  | 72 | 0.72 | 295.6432 | 295.5718 | 293.13
|  |  | 73 | 0.73 | 295.5718 | 295.5025 | 293.13
|  |  | 74 | 0.74 | 295.5025 | 295.4351 | 293.13
|  |  | 75 | 0.75 | 295.4351 | 295.3696 | 293.13
|  |  | 76 | 0.76 | 295.3696 | 295.306 | 293.13
|  |  | 77 | 0.77 | 295.306 | 295.2442 | 293.13
|  |  | 78 | 0.78 | 295.2442 | 295.1842 | 293.13
|  |  | 79 | 0.79 | 295.1842 | 295.1259 | 293.13
|  |  | 80 | 0.8 | 295.1259 | 295.0692 | 293.13
|  |  | 81 | 0.81 | 295.0692 | 295.0141 | 293.13
|  |  | 82 | 0.82 | 295.0141 | 294.9606 | 293.13
|  |  | 83 | 0.83 | 294.9606 | 294.9086 | 293.13
|  |  | 84 | 0.84 | 294.9086 | 294.8581 | 293.13
|  |  | 85 | 0.85 | 294.8581 | 294.8091 | 293.13
|  |  | 86 | 0.86 | 294.8091 | 294.7614 | 293.13
|  |  | 87 | 0.87 | 294.7614 | 294.7151 | 293.13
|  |  | 88 | 0.88 | 294.7151 | 294.67 | 293.13
|  |  | 89 | 0.89 | 294.67 | 294.6263 | 293.13
|  |  | 90 | 0.9 | 294.6263 | 294.5838 | 293.13
|  |  | 91 | 0.91 | 294.5838 | 294.5425 | 293.13
|  |  | 92 | 0.92 | 294.5425 | 294.5024 | 293.13
|  |  | 93 | 0.93 | 294.5024 | 294.4634 | 293.13
|  |  | 94 | 0.94 | 294.4634 | 294.4256 | 293.13
|  |  | 95 | 0.95 | 294.4256 | 294.3888 | 293.13
|  |  | 96 | 0.96 | 294.3888 | 294.353 | 293.13
|  |  | 97 | 0.97 | 294.353 | 294.3183 | 293.13
|  |  | 98 | 0.98 | 294.3183 | 294.2846 | 293.13
|  |  | 99 | 0.99 | 294.2846 | 294.2518 | 293.13
|  |  | 100 | 1 | 294.2518 | 294.2199 | 293.13
|  |  | 101 | 1.01 | 294.2199 | 294.189 | 293.13
|  |  | 102 | 1.02 | 294.189 | 294.1589 | 293.13
|  |  | 103 | 1.03 | 294.1589 | 294.1297 | 293.13
|  |  | 104 | 1.04 | 294.1297 | 294.1013 | 293.13
|  |  | 105 | 1.05 | 294.1013 | 294.0737 | 293.13
|  |  | 106 | 1.06 | 294.0737 | 294.0469 | 293.13
|  |  | 107 | 1.07 | 294.0469 | 294.0209 | 293.13
|  |  | 108 | 1.08 | 294.0209 | 293.9956 | 293.13
|  |  | 109 | 1.09 | 293.9956 | 293.971 | 293.13
|  |  | 110 | 1.1 | 293.971 | 293.9471 | 293.13
|  |  | 111 | 1.11 | 293.9471 | 293.9239 | 293.13
|  |  | 112 | 1.12 | 293.9239 | 293.9014 | 293.13
|  |  | 113 | 1.13 | 293.9014 | 293.8795 | 293.13
|  |  | 114 | 1.14 | 293.8795 | 293.8582 | 293.13
|  |  | 115 | 1.15 | 293.8582 | 293.8375 | 293.13
|  |  | 116 | 1.16 | 293.8375 | 293.8174 | 293.13
|  |  | 117 | 1.17 | 293.8174 | 293.7979 | 293.13
|  |  | 118 | 1.18 | 293.7979 | 293.7789 | 293.13
|  |  | 119 | 1.19 | 293.7789 | 293.7605 | 293.13
|  |  | 120 | 1.2 | 293.7605 | 293.7426 | 293.13
|  |  | 121 | 1.21 | 293.7426 | 293.7252 | 293.13
|  |  | 122 | 1.22 | 293.7252 | 293.7083 | 293.13
|  |  | 123 | 1.23 | 293.7083 | 293.6919 | 293.13
|  |  | 124 | 1.24 | 293.6919 | 293.6759 | 293.13
|  |  | 125 | 1.25 | 293.6759 | 293.6604 | 293.13
|  |  | 126 | 1.26 | 293.6604 | 293.6454 | 293.13
|  |  | 127 | 1.27 | 293.6454 | 293.6307 | 293.13
|  |  | 128 | 1.28 | 293.6307 | 293.6165 | 293.13
|  |  | 129 | 1.29 | 293.6165 | 293.6027 | 293.13
|  |  | 130 | 1.3 | 293.6027 | 293.5893 | 293.13
|  |  | 131 | 1.31 | 293.5893 | 293.5762 | 293.13
|  |  | 132 | 1.32 | 293.5762 | 293.5635 | 293.13
|  |  | 133 | 1.33 | 293.5635 | 293.5512 | 293.13
|  |  | 134 | 1.34 | 293.5512 | 293.5393 | 293.13
|  |  | 135 | 1.35 | 293.5393 | 293.5277 | 293.13
|  |  | 136 | 1.36 | 293.5277 | 293.5164 | 293.13
|  |  | 137 | 1.37 | 293.5164 | 293.5054 | 293.13
|  |  | 138 | 1.38 | 293.5054 | 293.4947 | 293.13
|  |  | 139 | 1.39 | 293.4947 | 293.4844 | 293.13
|  |  | 140 | 1.4 | 293.4844 | 293.4743 | 293.13
|  |  | 141 | 1.41 | 293.4743 | 293.4645 | 293.13
|  |  | 142 | 1.42 | 293.4645 | 293.455 | 293.13
|  |  | 143 | 1.43 | 293.455 | 293.4458 | 293.13
|  |  | 144 | 1.44 | 293.4458 | 293.4368 | 293.13
|  |  | 145 | 1.45 | 293.4368 | 293.4281 | 293.13
|  |  | 146 | 1.46 | 293.4281 | 293.4197 | 293.13
|  |  | 147 | 1.47 | 293.4197 | 293.4114 | 293.13
|  |  | 148 | 1.48 | 293.4114 | 293.4034 | 293.13
|  |  | 149 | 1.49 | 293.4034 | 293.3957 | 293.13
|  |  | 150 | 1.5 | 293.3957 | 293.3881 | 293.13
|  |  | 151 | 1.51 | 293.3881 | 293.3808 | 293.13
|  |  | 152 | 1.52 | 293.3808 | 293.3737 | 293.13
|  |  | 153 | 1.53 | 293.3737 | 293.3668 | 293.13
|  |  | 154 | 1.54 | 293.3668 | 293.36 | 293.13
|  |  | 155 | 1.55 | 293.36 | 293.3535 | 293.13
|  |  | 156 | 1.56 | 293.3535 | 293.3472 | 293.13
|  |  | 157 | 1.57 | 293.3472 | 293.341 | 293.13
|  |  | 158 | 1.58 | 293.341 | 293.335 | 293.13
|  |  | 159 | 1.59 | 293.335 | 293.3292 | 293.13
|  |  | 160 | 1.6 | 293.3292 | 293.3235 | 293.13
|  |  | 161 | 1.61 | 293.3235 | 293.318 | 293.13
|  |  | 162 | 1.62 | 293.318 | 293.3127 | 293.13
|  |  | 163 | 1.63 | 293.3127 | 293.3075 | 293.13
|  |  | 164 | 1.64 | 293.3075 | 293.3025 | 293.13
|  |  | 165 | 1.65 | 293.3025 | 293.2976 | 293.13
|  |  | 166 | 1.66 | 293.2976 | 293.2928 | 293.13
|  |  | 167 | 1.67 | 293.2928 | 293.2882 | 293.13
|  |  | 168 | 1.68 | 293.2882 | 293.2837 | 293.13
|  |  | 169 | 1.69 | 293.2837 | 293.2793 | 293.13
|  |  | 170 | 1.7 | 293.2793 | 293.2751 | 293.13
|  |  | 171 | 1.71 | 293.2751 | 293.271 | 293.13
|  |  | 172 | 1.72 | 293.271 | 293.267 | 293.13
|  |  | 173 | 1.73 | 293.267 | 293.2631 | 293.13
|  |  | 174 | 1.74 | 293.2631 | 293.2593 | 293.13
|  |  | 175 | 1.75 | 293.2593 | 293.2556 | 293.13
|  |  | 176 | 1.76 | 293.2556 | 293.2521 | 293.13
|  |  | 177 | 1.77 | 293.2521 | 293.2486 | 293.13
|  |  | 178 | 1.78 | 293.2486 | 293.2452 | 293.13
|  |  | 179 | 1.79 | 293.2452 | 293.2419 | 293.13
|  |  | 180 | 1.8 | 293.2419 | 293.2388 | 293.13
|  |  | 181 | 1.81 | 293.2388 | 293.2357 | 293.13
|  |  | 182 | 1.82 | 293.2357 | 293.2327 | 293.13
|  |  | 183 | 1.83 | 293.2327 | 293.2298 | 293.13
|  |  | 184 | 1.84 | 293.2298 | 293.2269 | 293.13
|  |  | 185 | 1.85 | 293.2269 | 293.2242 | 293.13
|  |  | 186 | 1.86 | 293.2242 | 293.2215 | 293.13
|  |  | 187 | 1.87 | 293.2215 | 293.2189 | 293.13
|  |  | 188 | 1.88 | 293.2189 | 293.2164 | 293.13
|  |  | 189 | 1.89 | 293.2164 | 293.2139 | 293.13
|  |  | 190 | 1.9 | 293.2139 | 293.2115 | 293.13
|  |  | 191 | 1.91 | 293.2115 | 293.2092 | 293.13
|  |  | 192 | 1.92 | 293.2092 | 293.207 | 293.13
|  |  | 193 | 1.93 | 293.207 | 293.2048 | 293.13
|  |  | 194 | 1.94 | 293.2048 | 293.2027 | 293.13
|  |  | 195 | 1.95 | 293.2027 | 293.2006 | 293.13
|  |  | 196 | 1.96 | 293.2006 | 293.1986 | 293.13
|  |  | 197 | 1.97 | 293.1986 | 293.1967 | 293.13
|  |  | 198 | 1.98 | 293.1967 | 293.1948 | 293.13
|  |  | 199 | 1.99 | 293.1948 | 293.1929 | 293.13
|  |  | 200 | 2 | 293.1929 | 293.1911 | 293.13
|  |  | 201 | 2.01 | 293.1911 | 293.1894 | 293.13
|  |  | 202 | 2.02 | 293.1894 | 293.1877 | 293.13
|  |  | 203 | 2.03 | 293.1877 | 293.1861 | 293.13
|  |  | 204 | 2.04 | 293.1861 | 293.1845 | 293.13
|  |  | 205 | 2.05 | 293.1845 | 293.1829 | 293.13
|  |  | 206 | 2.06 | 293.1829 | 293.1814 | 293.13
|  |  | 207 | 2.07 | 293.1814 | 293.18 | 293.13
|  |  | 208 | 2.08 | 293.18 | 293.1785 | 293.13
|  |  | 209 | 2.09 | 293.1785 | 293.1772 | 293.13
|  |  | 210 | 2.1 | 293.1772 | 293.1758 | 293.13
|  |  | 211 | 2.11 | 293.1758 | 293.1745 | 293.13
|  |  | 212 | 2.12 | 293.1745 | 293.1733 | 293.13
|  |  | 213 | 2.13 | 293.1733 | 293.172 | 293.13
|  |  | 214 | 2.14 | 293.172 | 293.1708 | 293.13
|  |  | 215 | 2.15 | 293.1708 | 293.1697 | 293.13
|  |  | 216 | 2.16 | 293.1697 | 293.1686 | 293.13
|  |  | 217 | 2.17 | 293.1686 | 293.1675 | 293.13
|  |  | 218 | 2.18 | 293.1675 | 293.1664 | 293.13
|  |  | 219 | 2.19 | 293.1664 | 293.1654 | 293.13
|  |  | 220 | 2.2 | 293.1654 | 293.1644 | 293.13
|  |  | 221 | 2.21 | 293.1644 | 293.1634 | 293.13
|  |  | 222 | 2.22 | 293.1634 | 293.1624 | 293.13
|  |  | 223 | 2.23 | 293.1624 | 293.1615 | 293.13
|  |  | 224 | 2.24 | 293.1615 | 293.1606 | 293.13
|  |  | 225 | 2.25 | 293.1606 | 293.1598 | 293.13
|  |  | 226 | 2.26 | 293.1598 | 293.1589 | 293.13
|  |  | 227 | 2.27 | 293.1589 | 293.1581 | 293.13
|  |  | 228 | 2.28 | 293.1581 | 293.1573 | 293.13
|  |  | 229 | 2.29 | 293.1573 | 293.1565 | 293.13
|  |  | 230 | 2.3 | 293.1565 | 293.1558 | 293.13
|  |  | 231 | 2.31 | 293.1558 | 293.155 | 293.13
|  |  | 232 | 2.32 | 293.155 | 293.1543 | 293.13
|  |  | 233 | 2.33 | 293.1543 | 293.1536 | 293.13
|  |  | 234 | 2.34 | 293.1536 | 293.153 | 293.13
|  |  | 235 | 2.35 | 293.153 | 293.1523 | 293.13
|  |  | 236 | 2.36 | 293.1523 | 293.1517 | 293.13
|  |  | 237 | 2.37 | 293.1517 | 293.1511 | 293.13
|  |  | 238 | 2.38 | 293.1511 | 293.1505 | 293.13
|  |  | 239 | 2.39 | 293.1505 | 293.1499 | 293.13
|  |  | 240 | 2.4 | 293.1499 | 293.1493 | 293.13
|  |  | 241 | 2.41 | 293.1493 | 293.1488 | 293.13
|  |  | 242 | 2.42 | 293.1488 | 293.1482 | 293.13
|  |  | 243 | 2.43 | 293.1482 | 293.1477 | 293.13
|  |  | 244 | 2.44 | 293.1477 | 293.1472 | 293.13
|  |  | 245 | 2.45 | 293.1472 | 293.1467 | 293.13
|  |  | 246 | 2.46 | 293.1467 | 293.1462 | 293.13
|  |  | 247 | 2.47 | 293.1462 | 293.1458 | 293.13
|  |  | 248 | 2.48 | 293.1458 | 293.1453 | 293.13
|  |  | 249 | 2.49 | 293.1453 | 293.1449 | 293.13
|  |  | 250 | 2.5 | 293.1449 | 293.1445 | 293.13
|  |  | 251 | 2.51 | 293.1445 | 293.1441 | 293.13
|  |  | 252 | 2.52 | 293.1441 | 293.1437 | 293.13
|  |  | 253 | 2.53 | 293.1437 | 293.1433 | 293.13
|  |  | 254 | 2.54 | 293.1433 | 293.1429 | 293.13
|  |  | 255 | 2.55 | 293.1429 | 293.1425 | 293.13
|  |  | 256 | 2.56 | 293.1425 | 293.1422 | 293.13
|  |  | 257 | 2.57 | 293.1422 | 293.1418 | 293.13
|  |  | 258 | 2.58 | 293.1418 | 293.1415 | 293.13
|  |  | 259 | 2.59 | 293.1415 | 293.1412 | 293.13
|  |  | 260 | 2.6 | 293.1412 | 293.1409 | 293.13
|  |  | 261 | 2.61 | 293.1409 | 293.1405 | 293.13
|  |  | 262 | 2.62 | 293.1405 | 293.1402 | 293.13
|  |  | 263 | 2.63 | 293.1402 | 293.14 | 293.13
|  |  | 264 | 2.64 | 293.14 | 293.1397 | 293.13
|  |  | 265 | 2.65 | 293.1397 | 293.1394 | 293.13
|  |  | 266 | 2.66 | 293.1394 | 293.1391 | 293.13
|  |  | 267 | 2.67 | 293.1391 | 293.1389 | 293.13
|  |  | 268 | 2.68 | 293.1389 | 293.1386 | 293.13
|  |  | 269 | 2.69 | 293.1386 | 293.1384 | 293.13
|  |  | 270 | 2.7 | 293.1384 | 293.1381 | 293.13
|  |  | 271 | 2.71 | 293.1381 | 293.1379 | 293.13
|  |  | 272 | 2.72 | 293.1379 | 293.1377 | 293.13
|  |  | 273 | 2.73 | 293.1377 | 293.1375 | 293.13
|  |  | 274 | 2.74 | 293.1375 | 293.1373 | 293.13
|  |  | 275 | 2.75 | 293.1373 | 293.137 | 293.13
|  |  | 276 | 2.76 | 293.137 | 293.1368 | 293.13
|  |  | 277 | 2.77 | 293.1368 | 293.1367 | 293.13
|  |  | 278 | 2.78 | 293.1367 | 293.1365 | 293.13
|  |  | 279 | 2.79 | 293.1365 | 293.1363 | 293.13
|  |  | 280 | 2.8 | 293.1363 | 293.1361 | 293.13
|  |  | 281 | 2.81 | 293.1361 | 293.1359 | 293.13
|  |  | 282 | 2.82 | 293.1359 | 293.1358 | 293.13
|  |  | 283 | 2.83 | 293.1358 | 293.1356 | 293.13
|  |  | 284 | 2.84 | 293.1356 | 293.1354 | 293.13
|  |  | 285 | 2.85 | 293.1354 | 293.1353 | 293.13
|  |  | 286 | 2.86 | 293.1353 | 293.1351 | 293.13
|  |  | 287 | 2.87 | 293.1351 | 293.135 | 293.13
|  |  | 288 | 2.88 | 293.135 | 293.1348 | 293.13
|  |  | 289 | 2.89 | 293.1348 | 293.1347 | 293.13
|  |  | 290 | 2.9 | 293.1347 | 293.1346 | 293.13
|  |  | 291 | 2.91 | 293.1346 | 293.1344 | 293.13
|  |  | 292 | 2.92 | 293.1344 | 293.1343 | 293.13
|  |  | 293 | 2.93 | 293.1343 | 293.1342 | 293.13
|  |  | 294 | 2.94 | 293.1342 | 293.1341 | 293.13
|  |  | 295 | 2.95 | 293.1341 | 293.134 | 293.13
|  |  | 296 | 2.96 | 293.134 | 293.1338 | 293.13
|  |  | 297 | 2.97 | 293.1338 | 293.1337 | 293.13
|  |  | 298 | 2.98 | 293.1337 | 293.1336 | 293.13
|  |  | 299 | 2.99 | 293.1336 | 293.1335 | 293.13
|  |  | 300 | 3 | 293.1335 | 293.1334 | 293.13
|  |  | 301 | 3.01 | 293.1334 | 293.1333 | 293.13
|  |  | 302 | 3.02 | 293.1333 | 293.1332 | 293.13
|  |  | 303 | 3.03 | 293.1332 | 293.1331 | 293.13
|  |  | 304 | 3.04 | 293.1331 | 293.1331 | 293.13
|  |  | 305 | 3.05 | 293.1331 | 293.133 | 293.13
|  |  | 306 | 3.06 | 293.133 | 293.1329 | 293.13
|  |  | 307 | 3.07 | 293.1329 | 293.1328 | 293.13
|  |  | 308 | 3.08 | 293.1328 | 293.1327 | 293.13
|  |  | 309 | 3.09 | 293.1327 | 293.1326 | 293.13
|  |  | 310 | 3.1 | 293.1326 | 293.1326 | 293.13
|  |  | 311 | 3.11 | 293.1326 | 293.1325 | 293.13
|  |  | 312 | 3.12 | 293.1325 | 293.1324 | 293.13
|  |  | 313 | 3.13 | 293.1324 | 293.1324 | 293.13
|  |  | 314 | 3.14 | 293.1324 | 293.1323 | 293.13
|  |  | 315 | 3.15 | 293.1323 | 293.1322 | 293.13
|  |  | 316 | 3.16 | 293.1322 | 293.1322 | 293.13
|  |  | 317 | 3.17 | 293.1322 | 293.1321 | 293.13
|  |  | 318 | 3.18 | 293.1321 | 293.132 | 293.13
|  |  | 319 | 3.19 | 293.132 | 293.132 | 293.13
|  |  | 320 | 3.2 | 293.132 | 293.1319 | 293.13
|  |  | 321 | 3.21 | 293.1319 | 293.1319 | 293.13
|  |  | 322 | 3.22 | 293.1319 | 293.1318 | 293.13
|  |  | 323 | 3.23 | 293.1318 | 293.1318 | 293.13
|  |  | 324 | 3.24 | 293.1318 | 293.1317 | 293.13
|  |  | 325 | 3.25 | 293.1317 | 293.1317 | 293.13
|  |  | 326 | 3.26 | 293.1317 | 293.1316 | 293.13
|  |  | 327 | 3.27 | 293.1316 | 293.1316 | 293.13
|  |  | 328 | 3.28 | 293.1316 | 293.1315 | 293.13
|  |  | 329 | 3.29 | 293.1315 | 293.1315 | 293.13
|  |  | 330 | 3.3 | 293.1315 | 293.1314 | 293.13
|  |  | 331 | 3.31 | 293.1314 | 293.1314 | 293.13
|  |  | 332 | 3.32 | 293.1314 | 293.1314 | 293.13
|  |  | 333 | 3.33 | 293.1314 | 293.1313 | 293.13
|  |  | 334 | 3.34 | 293.1313 | 293.1313 | 293.13
|  |  | 335 | 3.35 | 293.1313 | 293.1313 | 293.13
|  |  | 336 | 3.36 | 293.1313 | 293.1312 | 293.13
|  |  | 337 | 3.37 | 293.1312 | 293.1312 | 293.13
|  |  | 338 | 3.38 | 293.1312 | 293.1311 | 293.13
|  |  | 339 | 3.39 | 293.1311 | 293.1311 | 293.13
|  |  | 340 | 3.4 | 293.1311 | 293.1311 | 293.13
|  |  | 341 | 3.41 | 293.1311 | 293.1311 | 293.13
|  |  | 342 | 3.42 | 293.1311 | 293.131 | 293.13
|  |  | 343 | 3.43 | 293.131 | 293.131 | 293.13
|  |  | 344 | 3.44 | 293.131 | 293.131 | 293.13
|  |  | 345 | 3.45 | 293.131 | 293.1309 | 293.13
|  |  | 346 | 3.46 | 293.1309 | 293.1309 | 293.13
|  |  | 347 | 3.47 | 293.1309 | 293.1309 | 293.13
|  |  | 348 | 3.48 | 293.1309 | 293.1309 | 293.13
|  |  | 349 | 3.49 | 293.1309 | 293.1308 | 293.13
|  |  | 350 | 3.5 | 293.1308 | 293.1308 | 293.13
|  |  | 351 | 3.51 | 293.1308 | 293.1308 | 293.13
|  |  | 352 | 3.52 | 293.1308 | 293.1308 | 293.13
|  |  | 353 | 3.53 | 293.1308 | 293.1307 | 293.13
|  |  | 354 | 3.54 | 293.1307 | 293.1307 | 293.13
|  |  | 355 | 3.55 | 293.1307 | 293.1307 | 293.13
|  |  | 356 | 3.56 | 293.1307 | 293.1307 | 293.13
|  |  | 357 | 3.57 | 293.1307 | 293.1307 | 293.13
|  |  | 358 | 3.58 | 293.1307 | 293.1306 | 293.13
|  |  | 359 | 3.59 | 293.1306 | 293.1306 | 293.13
|  |  | 360 | 3.6 | 293.1306 | 293.1306 | 293.13
|  |  | 361 | 3.61 | 293.1306 | 293.1306 | 293.13
|  |  | 362 | 3.62 | 293.1306 | 293.1306 | 293.13
|  |  | 363 | 3.63 | 293.1306 | 293.1306 | 293.13
|  |  | 364 | 3.64 | 293.1306 | 293.1305 | 293.13
|  |  | 365 | 3.65 | 293.1305 | 293.1305 | 293.13
|  |  | 366 | 3.66 | 293.1305 | 293.1305 | 293.13
|  |  | 367 | 3.67 | 293.1305 | 293.1305 | 293.13
|  |  | 368 | 3.68 | 293.1305 | 293.1305 | 293.13
|  |  | 369 | 3.69 | 293.1305 | 293.1305 | 293.13
|  |  | 370 | 3.7 | 293.1305 | 293.1305 | 293.13
|  |  | 371 | 3.71 | 293.1305 | 293.1304 | 293.13
|  |  | 372 | 3.72 | 293.1304 | 293.1304 | 293.13
|  |  | 373 | 3.73 | 293.1304 | 293.1304 | 293.13
|  |  | 374 | 3.74 | 293.1304 | 293.1304 | 293.13
|  |  | 375 | 3.75 | 293.1304 | 293.1304 | 293.13
|  |  | 376 | 3.76 | 293.1304 | 293.1304 | 293.13
|  |  | 377 | 3.77 | 293.1304 | 293.1304 | 293.13
|  |  | 378 | 3.78 | 293.1304 | 293.1304 | 293.13
|  |  | 379 | 3.79 | 293.1304 | 293.1304 | 293.13
|  |  | 380 | 3.8 | 293.1304 | 293.1303 | 293.13
|  |  | 381 | 3.81 | 293.1303 | 293.1303 | 293.13
|  |  | 382 | 3.82 | 293.1303 | 293.1303 | 293.13
|  |  | 383 | 3.83 | 293.1303 | 293.1303 | 293.13
|  |  | 384 | 3.84 | 293.1303 | 293.1303 | 293.13
|  |  | 385 | 3.85 | 293.1303 | 293.1303 | 293.13
|  |  | 386 | 3.86 | 293.1303 | 293.1303 | 293.13
|  |  | 387 | 3.87 | 293.1303 | 293.1303 | 293.13
|  |  | 388 | 3.88 | 293.1303 | 293.1303 | 293.13
|  |  | 389 | 3.89 | 293.1303 | 293.1303 | 293.13
|  |  | 390 | 3.9 | 293.1303 | 293.1303 | 293.13
|  |  | 391 | 3.91 | 293.1303 | 293.1302 | 293.13
|  |  | 392 | 3.92 | 293.1302 | 293.1302 | 293.13
|  |  | 393 | 3.93 | 293.1302 | 293.1302 | 293.13
|  |  | 394 | 3.94 | 293.1302 | 293.1302 | 293.13
|  |  | 395 | 3.95 | 293.1302 | 293.1302 | 293.13
|  |  | 396 | 3.96 | 293.1302 | 293.1302 | 293.13
|  |  | 397 | 3.97 | 293.1302 | 293.1302 | 293.13
|  |  | 398 | 3.98 | 293.1302 | 293.1302 | 293.13
|  |  | 399 | 3.99 | 293.1302 | 293.1302 | 293.13
|  |  | 400 | 4 | 293.1302 | 293.1302 | 293.13
|  |  | 401 | 4.01 | 293.1302 | 293.1302 | 293.13
|  |  | 402 | 4.02 | 293.1302 | 293.1302 | 293.13
|  |  | 403 | 4.03 | 293.1302 | 293.1302 | 293.13
|  |  | 404 | 4.04 | 293.1302 | 293.1302 | 293.13
|  |  | 405 | 4.05 | 293.1302 | 293.1302 | 293.13
|  |  | 406 | 4.06 | 293.1302 | 293.1302 | 293.13
|  |  | 407 | 4.07 | 293.1302 | 293.1302 | 293.13
|  |  | 408 | 4.08 | 293.1302 | 293.1302 | 293.13
|  |  | 409 | 4.09 | 293.1302 | 293.1301 | 293.13
|  |  | 410 | 4.1 | 293.1301 | 293.1301 | 293.13
|  |  | 411 | 4.11 | 293.1301 | 293.1301 | 293.13
|  |  | 412 | 4.12 | 293.1301 | 293.1301 | 293.13
|  |  | 413 | 4.13 | 293.1301 | 293.1301 | 293.13
|  |  | 414 | 4.14 | 293.1301 | 293.1301 | 293.13
|  |  | 415 | 4.15 | 293.1301 | 293.1301 | 293.13
|  |  | 416 | 4.16 | 293.1301 | 293.1301 | 293.13
|  |  | 417 | 4.17 | 293.1301 | 293.1301 | 293.13
|  |  | 418 | 4.18 | 293.1301 | 293.1301 | 293.13
|  |  | 419 | 4.19 | 293.1301 | 293.1301 | 293.13
|  |  | 420 | 4.2 | 293.1301 | 293.1301 | 293.13
|  |  | 421 | 4.21 | 293.1301 | 293.1301 | 293.13
|  |  | 422 | 4.22 | 293.1301 | 293.1301 | 293.13
|  |  | 423 | 4.23 | 293.1301 | 293.1301 | 293.13
|  |  | 424 | 4.24 | 293.1301 | 293.1301 | 293.13
|  |  | 425 | 4.25 | 293.1301 | 293.1301 | 293.13
|  |  | 426 | 4.26 | 293.1301 | 293.1301 | 293.13
|  |  | 427 | 4.27 | 293.1301 | 293.1301 | 293.13
|  |  | 428 | 4.28 | 293.1301 | 293.1301 | 293.13
|  |  | 429 | 4.29 | 293.1301 | 293.1301 | 293.13
|  |  | 430 | 4.3 | 293.1301 | 293.1301 | 293.13
|  |  | 431 | 4.31 | 293.1301 | 293.1301 | 293.13
|  |  | 432 | 4.32 | 293.1301 | 293.1301 | 293.13
|  |  | 433 | 4.33 | 293.1301 | 293.1301 | 293.13
|  |  | 434 | 4.34 | 293.1301 | 293.1301 | 293.13
|  |  | 435 | 4.35 | 293.1301 | 293.1301 | 293.13
|  |  | 436 | 4.36 | 293.1301 | 293.1301 | 293.13
|  |  | 437 | 4.37 | 293.1301 | 293.1301 | 293.13
|  |  | 438 | 4.38 | 293.1301 | 293.1301 | 293.13
|  |  | 439 | 4.39 | 293.1301 | 293.1301 | 293.13
|  |  | 440 | 4.4 | 293.1301 | 293.1301 | 293.13
|  |  | 441 | 4.41 | 293.1301 | 293.1301 | 293.13
|  |  | 442 | 4.42 | 293.1301 | 293.1301 | 293.13
|  |  | 443 | 4.43 | 293.1301 | 293.1301 | 293.13
|  |  | 444 | 4.44 | 293.1301 | 293.1301 | 293.13
|  |  | 445 | 4.45 | 293.1301 | 293.1301 | 293.13
|  |  | 446 | 4.46 | 293.1301 | 293.1301 | 293.13
|  |  | 447 | 4.47 | 293.1301 | 293.13 | 293.13
|  |  | 448 | 4.48 | 293.13 | 293.13 | 293.13
|  |  | 449 | 4.49 | 293.13 | 293.13 | 293.13
|  |  | 450 | 4.5 | 293.13 | 293.13 | 293.13
|  |  | 451 | 4.51 | 293.13 | 293.13 | 293.13
|  |  | 452 | 4.52 | 293.13 | 293.13 | 293.13
|  |  | 453 | 4.53 | 293.13 | 293.13 | 293.13
|  |  | 454 | 4.54 | 293.13 | 293.13 | 293.13
|  |  | 455 | 4.55 | 293.13 | 293.13 | 293.13
|  |  | 456 | 4.56 | 293.13 | 293.13 | 293.13
|  |  | 457 | 4.57 | 293.13 | 293.13 | 293.13
|  |  | 458 | 4.58 | 293.13 | 293.13 | 293.13
|  |  | 459 | 4.59 | 293.13 | 293.13 | 293.13
|  |  | 460 | 4.6 | 293.13 | 293.13 | 293.13
|  |  | 461 | 4.61 | 293.13 | 293.13 | 293.13
|  |  | 462 | 4.62 | 293.13 | 293.13 | 293.13
|  |  | 463 | 4.63 | 293.13 | 293.13 | 293.13
|  |  | 464 | 4.64 | 293.13 | 293.13 | 293.13
|  |  | 465 | 4.65 | 293.13 | 293.13 | 293.13
|  |  | 466 | 4.66 | 293.13 | 293.13 | 293.13
|  |  | 467 | 4.67 | 293.13 | 293.13 | 293.13
|  |  | 468 | 4.68 | 293.13 | 293.13 | 293.13
|  |  | 469 | 4.69 | 293.13 | 293.13 | 293.13
|  |  | 470 | 4.7 | 293.13 | 293.13 | 293.13
|  |  | 471 | 4.71 | 293.13 | 293.13 | 293.13
|  |  | 472 | 4.72 | 293.13 | 293.13 | 293.13
|  |  | 473 | 4.73 | 293.13 | 293.13 | 293.13
|  |  | 474 | 4.74 | 293.13 | 293.13 | 293.13
|  |  | 475 | 4.75 | 293.13 | 293.13 | 293.13
|  |  | 476 | 4.76 | 293.13 | 293.13 | 293.13
|  |  | 477 | 4.77 | 293.13 | 293.13 | 293.13
|  |  | 478 | 4.78 | 293.13 | 293.13 | 293.13
|  |  | 479 | 4.79 | 293.13 | 293.13 | 293.13
|  |  | 480 | 4.8 | 293.13 | 293.13 | 293.13
|  |  | 481 | 4.81 | 293.13 | 293.13 | 293.13
|  |  | 482 | 4.82 | 293.13 | 293.13 | 293.13
|  |  | 483 | 4.83 | 293.13 | 293.13 | 293.13
|  |  | 484 | 4.84 | 293.13 | 293.13 | 293.13
|  |  | 485 | 4.85 | 293.13 | 293.13 | 293.13
|  |  | 486 | 4.86 | 293.13 | 293.13 | 293.13
|  |  | 487 | 4.87 | 293.13 | 293.13 | 293.13
|  |  | 488 | 4.88 | 293.13 | 293.13 | 293.13
|  |  | 489 | 4.89 | 293.13 | 293.13 | 293.13
|  |  | 490 | 4.9 | 293.13 | 293.13 | 293.13
|  |  | 491 | 4.91 | 293.13 | 293.13 | 293.13
|  |  | 492 | 4.92 | 293.13 | 293.13 | 293.13
|  |  | 493 | 4.93 | 293.13 | 293.13 | 293.13
|  |  | 494 | 4.94 | 293.13 | 293.13 | 293.13
|  |  | 495 | 4.95 | 293.13 | 293.13 | 293.13
|  |  | 496 | 4.96 | 293.13 | 293.13 | 293.13
|  |  | 497 | 4.97 | 293.13 | 293.13 | 293.13
|  |  | 498 | 4.98 | 293.13 | 293.13 | 293.13
|  |  | 499 | 4.99 | 293.13 | 293.13 | 293.13
|  |  | 500 | 5 | 293.13 | 293.13 | 293.13
|  |  | 501 | 5.01 | 293.13 | 293.13 | 293.13
|  |  | 502 | 5.02 | 293.13 | 293.13 | 293.13
|  |  | 503 | 5.03 | 293.13 | 293.13 | 293.13
|  |  | 504 | 5.04 | 293.13 | 293.13 | 293.13
|  |  | 505 | 5.05 | 293.13 | 293.13 | 293.13
|  |  | 506 | 5.06 | 293.13 | 293.13 | 293.13
|  |  | 507 | 5.07 | 293.13 | 293.13 | 293.13
|  |  | 508 | 5.08 | 293.13 | 293.13 | 293.13
|  |  | 509 | 5.09 | 293.13 | 293.13 | 293.13
|  |  | 510 | 5.1 | 293.13 | 293.13 | 293.13
|  |  | 511 | 5.11 | 293.13 | 293.13 | 293.13
|  |  | 512 | 5.12 | 293.13 | 293.13 | 293.13
|  |  | 513 | 5.13 | 293.13 | 293.13 | 293.13
|  |  | 514 | 5.14 | 293.13 | 293.13 | 293.13
|  |  | 515 | 5.15 | 293.13 | 293.13 | 293.13
|  |  | 516 | 5.16 | 293.13 | 293.13 | 293.13
|  |  | 517 | 5.17 | 293.13 | 293.13 | 293.13
|  |  | 518 | 5.18 | 293.13 | 293.13 | 293.13
|  |  | 519 | 5.19 | 293.13 | 293.13 | 293.13
|  |  | 520 | 5.2 | 293.13 | 293.13 | 293.13
|  |  | 521 | 5.21 | 293.13 | 293.13 | 293.13
|  |  | 522 | 5.22 | 293.13 | 293.13 | 293.13
|  |  | 523 | 5.23 | 293.13 | 293.13 | 293.13
|  |  | 524 | 5.24 | 293.13 | 293.13 | 293.13
|  |  | 525 | 5.25 | 293.13 | 293.13 | 293.13
|  |  | 526 | 5.26 | 293.13 | 293.13 | 293.13
|  |  | 527 | 5.27 | 293.13 | 293.13 | 293.13
|  |  | 528 | 5.28 | 293.13 | 293.13 | 293.13
|  |  | 529 | 5.29 | 293.13 | 293.13 | 293.13
|  |  | 530 | 5.3 | 293.13 | 293.13 | 293.13
|  |  | 531 | 5.31 | 293.13 | 293.13 | 293.13
|  |  | 532 | 5.32 | 293.13 | 293.13 | 293.13
|  |  | 533 | 5.33 | 293.13 | 293.13 | 293.13
|  |  | 534 | 5.34 | 293.13 | 293.13 | 293.13
|  |  | 535 | 5.35 | 293.13 | 293.13 | 293.13
|  |  | 536 | 5.36 | 293.13 | 293.13 | 293.13
|  |  | 537 | 5.37 | 293.13 | 293.13 | 293.13
|  |  | 538 | 5.38 | 293.13 | 293.13 | 293.13
|  |  | 539 | 5.39 | 293.13 | 293.13 | 293.13
|  |  | 540 | 5.4 | 293.13 | 293.13 | 293.13
|  |  | 541 | 5.41 | 293.13 | 293.13 | 293.13
|  |  | 542 | 5.42 | 293.13 | 293.13 | 293.13
|  |  | 543 | 5.43 | 293.13 | 293.13 | 293.13
|  |  | 544 | 5.44 | 293.13 | 293.13 | 293.13
|  |  | 545 | 5.45 | 293.13 | 293.13 | 293.13
|  |  | 546 | 5.46 | 293.13 | 293.13 | 293.13
|  |  | 547 | 5.47 | 293.13 | 293.13 | 293.13
|  |  | 548 | 5.48 | 293.13 | 293.13 | 293.13
|  |  | 549 | 5.49 | 293.13 | 293.13 | 293.13
|  |  | 550 | 5.5 | 293.13 | 293.13 | 293.13
|  |  | 551 | 5.51 | 293.13 | 293.13 | 293.13
|  |  | 552 | 5.52 | 293.13 | 293.13 | 293.13
|  |  | 553 | 5.53 | 293.13 | 293.13 | 293.13
|  |  | 554 | 5.54 | 293.13 | 293.13 | 293.13
|  |  | 555 | 5.55 | 293.13 | 293.13 | 293.13
|  |  | 556 | 5.56 | 293.13 | 293.13 | 293.13
|  |  | 557 | 5.57 | 293.13 | 293.13 | 293.13
|  |  | 558 | 5.58 | 293.13 | 293.13 | 293.13
|  |  | 559 | 5.59 | 293.13 | 293.13 | 293.13
|  |  | 560 | 5.6 | 293.13 | 293.13 | 293.13
|  |  | 561 | 5.61 | 293.13 | 293.13 | 293.13
|  |  | 562 | 5.62 | 293.13 | 293.13 | 293.13
|  |  | 563 | 5.63 | 293.13 | 293.13 | 293.13
|  |  | 564 | 5.64 | 293.13 | 293.13 | 293.13
|  |  | 565 | 5.65 | 293.13 | 293.13 | 293.13
|  |  | 566 | 5.66 | 293.13 | 293.13 | 293.13
|  |  | 567 | 5.67 | 293.13 | 293.13 | 293.13
|  |  | 568 | 5.68 | 293.13 | 293.13 | 293.13
|  |  | 569 | 5.69 | 293.13 | 293.13 | 293.13
|  |  | 570 | 5.7 | 293.13 | 293.13 | 293.13
|  |  | 571 | 5.71 | 293.13 | 293.13 | 293.13
|  |  | 572 | 5.72 | 293.13 | 293.13 | 293.13
|  |  | 573 | 5.73 | 293.13 | 293.13 | 293.13
|  |  | 574 | 5.74 | 293.13 | 293.13 | 293.13
|  |  | 575 | 5.75 | 293.13 | 293.13 | 293.13
|  |  | 576 | 5.76 | 293.13 | 293.13 | 293.13
|  |  | 577 | 5.77 | 293.13 | 293.13 | 293.13
|  |  | 578 | 5.78 | 293.13 | 293.13 | 293.13
|  |  | 579 | 5.79 | 293.13 | 293.13 | 293.13
|  |  | 580 | 5.8 | 293.13 | 293.13 | 293.13
|  |  | 581 | 5.81 | 293.13 | 293.13 | 293.13
|  |  | 582 | 5.82 | 293.13 | 293.13 | 293.13
|  |  | 583 | 5.83 | 293.13 | 293.13 | 293.13
|  |  | 584 | 5.84 | 293.13 | 293.13 | 293.13
|  |  | 585 | 5.85 | 293.13 | 293.13 | 293.13
|  |  | 586 | 5.86 | 293.13 | 293.13 | 293.13
|  |  | 587 | 5.87 | 293.13 | 293.13 | 293.13
|  |  | 588 | 5.88 | 293.13 | 293.13 | 293.13
|  |  | 589 | 5.89 | 293.13 | 293.13 | 293.13
|  |  | 590 | 5.9 | 293.13 | 293.13 | 293.13
|  |  | 591 | 5.91 | 293.13 | 293.13 | 293.13
|  |  | 592 | 5.92 | 293.13 | 293.13 | 293.13
|  |  | 593 | 5.93 | 293.13 | 293.13 | 293.13
|  |  | 594 | 5.94 | 293.13 | 293.13 | 293.13
|  |  | 595 | 5.95 | 293.13 | 293.13 | 293.13
|  |  | 596 | 5.96 | 293.13 | 293.13 | 293.13
|  |  | 597 | 5.97 | 293.13 | 293.13 | 293.13
|  |  | 598 | 5.98 | 293.13 | 293.13 | 293.13
|  |  | 599 | 5.99 | 293.13 | 293.13 | 293.13
|  |  | 600 | 6 | 293.13 | 293.13 | 293.13
|  |  | 601 | 6.01 | 293.13 | 293.13 | 293.13
|  |  | 602 | 6.02 | 293.13 | 293.13 | 293.13
|  |  | 603 | 6.03 | 293.13 | 293.13 | 293.13
|  |  | 604 | 6.04 | 293.13 | 293.13 | 293.13
|  |  | 605 | 6.05 | 293.13 | 293.13 | 293.13
|  |  | 606 | 6.06 | 293.13 | 293.13 | 293.13
|  |  | 607 | 6.07 | 293.13 | 293.13 | 293.13
|  |  | 608 | 6.08 | 293.13 | 293.13 | 293.13
|  |  | 609 | 6.09 | 293.13 | 293.13 | 293.13
|  |  | 610 | 6.1 | 293.13 | 293.13 | 293.13
|  |  | 611 | 6.11 | 293.13 | 293.13 | 293.13
|  |  | 612 | 6.12 | 293.13 | 293.13 | 293.13
|  |  | 613 | 6.13 | 293.13 | 293.13 | 293.13
|  |  | 614 | 6.14 | 293.13 | 293.13 | 293.13
|  |  | 615 | 6.15 | 293.13 | 293.13 | 293.13
|  |  | 616 | 6.16 | 293.13 | 293.13 | 293.13
|  |  | 617 | 6.17 | 293.13 | 293.13 | 293.13
|  |  | 618 | 6.18 | 293.13 | 293.13 | 293.13
|  |  | 619 | 6.19 | 293.13 | 293.13 | 293.13
|  |  | 620 | 6.2 | 293.13 | 293.13 | 293.13
|  |  | 621 | 6.21 | 293.13 | 293.13 | 293.13
|  |  | 622 | 6.22 | 293.13 | 293.13 | 293.13
|  |  | 623 | 6.23 | 293.13 | 293.13 | 293.13
|  |  | 624 | 6.24 | 293.13 | 293.13 | 293.13
|  |  | 625 | 6.25 | 293.13 | 293.13 | 293.13
|  |  | 626 | 6.26 | 293.13 | 293.13 | 293.13
|  |  | 627 | 6.27 | 293.13 | 293.13 | 293.13
|  |  | 628 | 6.28 | 293.13 | 293.13 | 293.13
|  |  | 629 | 6.29 | 293.13 | 293.13 | 293.13
|  |  | 630 | 6.3 | 293.13 | 293.13 | 293.13
|  |  | 631 | 6.31 | 293.13 | 293.13 | 293.13
|  |  | 632 | 6.32 | 293.13 | 293.13 | 293.13
|  |  | 633 | 6.33 | 293.13 | 293.13 | 293.13
|  |  | 634 | 6.34 | 293.13 | 293.13 | 293.13
|  |  | 635 | 6.35 | 293.13 | 293.13 | 293.13
|  |  | 636 | 6.36 | 293.13 | 293.13 | 293.13
|  |  | 637 | 6.37 | 293.13 | 293.13 | 293.13
|  |  | 638 | 6.38 | 293.13 | 293.13 | 293.13
|  |  | 639 | 6.39 | 293.13 | 293.13 | 293.13
|  |  | 640 | 6.4 | 293.13 | 293.13 | 293.13
|  |  | 641 | 6.41 | 293.13 | 293.13 | 293.13
|  |  | 642 | 6.42 | 293.13 | 293.13 | 293.13
|  |  | 643 | 6.43 | 293.13 | 293.13 | 293.13
|  |  | 644 | 6.44 | 293.13 | 293.13 | 293.13
|  |  | 645 | 6.45 | 293.13 | 293.13 | 293.13
|  |  | 646 | 6.46 | 293.13 | 293.13 | 293.13
|  |  | 647 | 6.47 | 293.13 | 293.13 | 293.13
|  |  | 648 | 6.48 | 293.13 | 293.13 | 293.13
|  |  | 649 | 6.49 | 293.13 | 293.13 | 293.13
|  |  | 650 | 6.5 | 293.13 | 293.13 | 293.13
|  |  | 651 | 6.51 | 293.13 | 293.13 | 293.13
|  |  | 652 | 6.52 | 293.13 | 293.13 | 293.13
|  |  | 653 | 6.53 | 293.13 | 293.13 | 293.13
|  |  | 654 | 6.54 | 293.13 | 293.13 | 293.13
|  |  | 655 | 6.55 | 293.13 | 293.13 | 293.13
|  |  | 656 | 6.56 | 293.13 | 293.13 | 293.13
|  |  | 657 | 6.57 | 293.13 | 293.13 | 293.13
|  |  | 658 | 6.58 | 293.13 | 293.13 | 293.13
|  |  | 659 | 6.59 | 293.13 | 293.13 | 293.13
|  |  | 660 | 6.6 | 293.13 | 293.13 | 293.13
|  |  | 661 | 6.61 | 293.13 | 293.13 | 293.13
|  |  | 662 | 6.62 | 293.13 | 293.13 | 293.13
|  |  | 663 | 6.63 | 293.13 | 293.13 | 293.13
|  |  | 664 | 6.64 | 293.13 | 293.13 | 293.13
|  |  | 665 | 6.65 | 293.13 | 293.13 | 293.13
|  |  | 666 | 6.66 | 293.13 | 293.13 | 293.13
|  |  | 667 | 6.67 | 293.13 | 293.13 | 293.13
|  |  | 668 | 6.68 | 293.13 | 293.13 | 293.13
|  |  | 669 | 6.69 | 293.13 | 293.13 | 293.13
|  |  | 670 | 6.7 | 293.13 | 293.13 | 293.13
|  |  | 671 | 6.71 | 293.13 | 293.13 | 293.13
|  |  | 672 | 6.72 | 293.13 | 293.13 | 293.13
|  |  | 673 | 6.73 | 293.13 | 293.13 | 293.13
|  |  | 674 | 6.74 | 293.13 | 293.13 | 293.13
|  |  | 675 | 6.75 | 293.13 | 293.13 | 293.13
|  |  | 676 | 6.76 | 293.13 | 293.13 | 293.13
|  |  | 677 | 6.77 | 293.13 | 293.13 | 293.13
|  |  | 678 | 6.78 | 293.13 | 293.13 | 293.13
|  |  | 679 | 6.79 | 293.13 | 293.13 | 293.13
|  |  | 680 | 6.8 | 293.13 | 293.13 | 293.13
|  |  | 681 | 6.81 | 293.13 | 293.13 | 293.13
|  |  | 682 | 6.82 | 293.13 | 293.13 | 293.13
|  |  | 683 | 6.83 | 293.13 | 293.13 | 293.13
|  |  | 684 | 6.84 | 293.13 | 293.13 | 293.13
|  |  | 685 | 6.85 | 293.13 | 293.13 | 293.13
|  |  | 686 | 6.86 | 293.13 | 293.13 | 293.13
|  |  | 687 | 6.87 | 293.13 | 293.13 | 293.13
|  |  | 688 | 6.88 | 293.13 | 293.13 | 293.13
|  |  | 689 | 6.89 | 293.13 | 293.13 | 293.13
|  |  | 690 | 6.9 | 293.13 | 293.13 | 293.13
|  |  | 691 | 6.91 | 293.13 | 293.13 | 293.13
|  |  | 692 | 6.92 | 293.13 | 293.13 | 293.13
|  |  | 693 | 6.93 | 293.13 | 293.13 | 293.13
|  |  | 694 | 6.94 | 293.13 | 293.13 | 293.13
|  |  | 695 | 6.95 | 293.13 | 293.13 | 293.13
|  |  | 696 | 6.96 | 293.13 | 293.13 | 293.13
|  |  | 697 | 6.97 | 293.13 | 293.13 | 293.13
|  |  | 698 | 6.98 | 293.13 | 293.13 | 293.13
|  |  | 699 | 6.99 | 293.13 | 293.13 | 293.13
|  |  | 700 | 7 | 293.13 | 293.13 | 293.13
|  |  | 701 | 7.01 | 293.13 | 293.13 | 293.13
|  |  | 702 | 7.02 | 293.13 | 293.13 | 293.13
|  |  | 703 | 7.03 | 293.13 | 293.13 | 293.13
|  |  | 704 | 7.04 | 293.13 | 293.13 | 293.13
|  |  | 705 | 7.05 | 293.13 | 293.13 | 293.13
|  |  | 706 | 7.06 | 293.13 | 293.13 | 293.13
|  |  | 707 | 7.07 | 293.13 | 293.13 | 293.13
|  |  | 708 | 7.08 | 293.13 | 293.13 | 293.13
|  |  | 709 | 7.09 | 293.13 | 293.13 | 293.13
|  |  | 710 | 7.1 | 293.13 | 293.13 | 293.13
|  |  | 711 | 7.11 | 293.13 | 293.13 | 293.13
|  |  | 712 | 7.12 | 293.13 | 293.13 | 293.13
|  |  | 713 | 7.13 | 293.13 | 293.13 | 293.13
|  |  | 714 | 7.14 | 293.13 | 293.13 | 293.13
|  |  | 715 | 7.15 | 293.13 | 293.13 | 293.13
|  |  | 716 | 7.16 | 293.13 | 293.13 | 293.13
|  |  | 717 | 7.17 | 293.13 | 293.13 | 293.13
|  |  | 718 | 7.18 | 293.13 | 293.13 | 293.13
|  |  | 719 | 7.19 | 293.13 | 293.13 | 293.13
|  |  | 720 | 7.2 | 293.13 | 293.13 | 293.13
|  |  | 721 | 7.21 | 293.13 | 293.13 | 293.13
|  |  | 722 | 7.22 | 293.13 | 293.13 | 293.13
|  |  | 723 | 7.23 | 293.13 | 293.13 | 293.13
|  |  | 724 | 7.24 | 293.13 | 293.13 | 293.13
|  |  | 725 | 7.25 | 293.13 | 293.13 | 293.13
|  |  | 726 | 7.26 | 293.13 | 293.13 | 293.13
|  |  | 727 | 7.27 | 293.13 | 293.13 | 293.13
|  |  | 728 | 7.28 | 293.13 | 293.13 | 293.13
|  |  | 729 | 7.29 | 293.13 | 293.13 | 293.13
|  |  | 730 | 7.3 | 293.13 | 293.13 | 293.13
|  |  | 731 | 7.31 | 293.13 | 293.13 | 293.13
|  |  | 732 | 7.32 | 293.13 | 293.13 | 293.13
|  |  | 733 | 7.33 | 293.13 | 293.13 | 293.13
|  |  | 734 | 7.34 | 293.13 | 293.13 | 293.13
|  |  | 735 | 7.35 | 293.13 | 293.13 | 293.13
|  |  | 736 | 7.36 | 293.13 | 293.13 | 293.13
|  |  | 737 | 7.37 | 293.13 | 293.13 | 293.13
|  |  | 738 | 7.38 | 293.13 | 293.13 | 293.13
|  |  | 739 | 7.39 | 293.13 | 293.13 | 293.13
|  |  | 740 | 7.4 | 293.13 | 293.13 | 293.13
|  |  | 741 | 7.41 | 293.13 | 293.13 | 293.13
|  |  | 742 | 7.42 | 293.13 | 293.13 | 293.13
|  |  | 743 | 7.43 | 293.13 | 293.13 | 293.13
|  |  | 744 | 7.44 | 293.13 | 293.13 | 293.13
|  |  | 745 | 7.45 | 293.13 | 293.13 | 293.13
|  |  | 746 | 7.46 | 293.13 | 293.13 | 293.13
|  |  | 747 | 7.47 | 293.13 | 293.13 | 293.13
|  |  | 748 | 7.48 | 293.13 | 293.13 | 293.13
|  |  | 749 | 7.49 | 293.13 | 293.13 | 293.13
|  |  | 750 | 7.5 | 293.13 | 293.13 | 293.13
|  |  | 751 | 7.51 | 293.13 | 293.13 | 293.13
|  |  | 752 | 7.52 | 293.13 | 293.13 | 293.13
|  |  | 753 | 7.53 | 293.13 | 293.13 | 293.13
|  |  | 754 | 7.54 | 293.13 | 293.13 | 293.13
|  |  | 755 | 7.55 | 293.13 | 293.13 | 293.13
|  |  | 756 | 7.56 | 293.13 | 293.13 | 293.13
|  |  | 757 | 7.57 | 293.13 | 293.13 | 293.13
|  |  | 758 | 7.58 | 293.13 | 293.13 | 293.13
|  |  | 759 | 7.59 | 293.13 | 293.13 | 293.13
|  |  | 760 | 7.6 | 293.13 | 293.13 | 293.13
|  |  | 761 | 7.61 | 293.13 | 293.13 | 293.13
|  |  | 762 | 7.62 | 293.13 | 293.13 | 293.13
|  |  | 763 | 7.63 | 293.13 | 293.13 | 293.13
|  |  | 764 | 7.64 | 293.13 | 293.13 | 293.13
|  |  | 765 | 7.65 | 293.13 | 293.13 | 293.13
|  |  | 766 | 7.66 | 293.13 | 293.13 | 293.13
|  |  | 767 | 7.67 | 293.13 | 293.13 | 293.13
|  |  | 768 | 7.68 | 293.13 | 293.13 | 293.13
|  |  | 769 | 7.69 | 293.13 | 293.13 | 293.13
|  |  | 770 | 7.7 | 293.13 | 293.13 | 293.13
|  |  | 771 | 7.71 | 293.13 | 293.13 | 293.13
|  |  | 772 | 7.72 | 293.13 | 293.13 | 293.13
|  |  | 773 | 7.73 | 293.13 | 293.13 | 293.13
|  |  | 774 | 7.74 | 293.13 | 293.13 | 293.13
|  |  | 775 | 7.75 | 293.13 | 293.13 | 293.13
|  |  | 776 | 7.76 | 293.13 | 293.13 | 293.13
|  |  | 777 | 7.77 | 293.13 | 293.13 | 293.13
|  |  | 778 | 7.78 | 293.13 | 293.13 | 293.13
|  |  | 779 | 7.79 | 293.13 | 293.13 | 293.13
|  |  | 780 | 7.8 | 293.13 | 293.13 | 293.13
|  |  | 781 | 7.81 | 293.13 | 293.13 | 293.13
|  |  | 782 | 7.82 | 293.13 | 293.13 | 293.13
|  |  | 783 | 7.83 | 293.13 | 293.13 | 293.13
|  |  | 784 | 7.84 | 293.13 | 293.13 | 293.13
|  |  | 785 | 7.85 | 293.13 | 293.13 | 293.13
|  |  | 786 | 7.86 | 293.13 | 293.13 | 293.13
|  |  | 787 | 7.87 | 293.13 | 293.13 | 293.13
|  |  | 788 | 7.88 | 293.13 | 293.13 | 293.13
|  |  | 789 | 7.89 | 293.13 | 293.13 | 293.13
|  |  | 790 | 7.9 | 293.13 | 293.13 | 293.13
|  |  | 791 | 7.91 | 293.13 | 293.13 | 293.13
|  |  | 792 | 7.92 | 293.13 | 293.13 | 293.13
|  |  | 793 | 7.93 | 293.13 | 293.13 | 293.13
|  |  | 794 | 7.94 | 293.13 | 293.13 | 293.13
|  |  | 795 | 7.95 | 293.13 | 293.13 | 293.13
|  |  | 796 | 7.96 | 293.13 | 293.13 | 293.13
|  |  | 797 | 7.97 | 293.13 | 293.13 | 293.13
|  |  | 798 | 7.98 | 293.13 | 293.13 | 293.13
|  |  | 799 | 7.99 | 293.13 | 293.13 | 293.13
|  |  | 800 | 8 | 293.13 | 293.13 | 293.13
|  |  | 801 | 8.01 | 293.13 | 293.13 | 293.13
|  |  | 802 | 8.02 | 293.13 | 293.13 | 293.13
|  |  | 803 | 8.03 | 293.13 | 293.13 | 293.13
|  |  | 804 | 8.04 | 293.13 | 293.13 | 293.13
|  |  | 805 | 8.05 | 293.13 | 293.13 | 293.13
|  |  | 806 | 8.06 | 293.13 | 293.13 | 293.13
|  |  | 807 | 8.07 | 293.13 | 293.13 | 293.13
|  |  | 808 | 8.08 | 293.13 | 293.13 | 293.13
|  |  | 809 | 8.09 | 293.13 | 293.13 | 293.13
|  |  | 810 | 8.1 | 293.13 | 293.13 | 293.13
|  |  | 811 | 8.11 | 293.13 | 293.13 | 293.13
|  |  | 812 | 8.12 | 293.13 | 293.13 | 293.13
|  |  | 813 | 8.13 | 293.13 | 293.13 | 293.13
|  |  | 814 | 8.14 | 293.13 | 293.13 | 293.13
|  |  | 815 | 8.15 | 293.13 | 293.13 | 293.13
|  |  | 816 | 8.16 | 293.13 | 293.13 | 293.13
|  |  | 817 | 8.17 | 293.13 | 293.13 | 293.13
|  |  | 818 | 8.18 | 293.13 | 293.13 | 293.13
|  |  | 819 | 8.19 | 293.13 | 293.13 | 293.13
|  |  | 820 | 8.2 | 293.13 | 293.13 | 293.13
|  |  | 821 | 8.21 | 293.13 | 293.13 | 293.13
|  |  | 822 | 8.22 | 293.13 | 293.13 | 293.13
|  |  | 823 | 8.23 | 293.13 | 293.13 | 293.13
|  |  | 824 | 8.24 | 293.13 | 293.13 | 293.13
|  |  | 825 | 8.25 | 293.13 | 293.13 | 293.13
|  |  | 826 | 8.26 | 293.13 | 293.13 | 293.13
|  |  | 827 | 8.27 | 293.13 | 293.13 | 293.13
|  |  | 828 | 8.28 | 293.13 | 293.13 | 293.13
|  |  | 829 | 8.29 | 293.13 | 293.13 | 293.13
|  |  | 830 | 8.3 | 293.13 | 293.13 | 293.13
|  |  | 831 | 8.31 | 293.13 | 293.13 | 293.13
|  |  | 832 | 8.32 | 293.13 | 293.13 | 293.13
|  |  | 833 | 8.33 | 293.13 | 293.13 | 293.13
|  |  | 834 | 8.34 | 293.13 | 293.13 | 293.13
|  |  | 835 | 8.35 | 293.13 | 293.13 | 293.13
|  |  | 836 | 8.36 | 293.13 | 293.13 | 293.13
|  |  | 837 | 8.37 | 293.13 | 293.13 | 293.13
|  |  | 838 | 8.38 | 293.13 | 293.13 | 293.13
|  |  | 839 | 8.39 | 293.13 | 293.13 | 293.13
|  |  | 840 | 8.4 | 293.13 | 293.13 | 293.13
|  |  | 841 | 8.41 | 293.13 | 293.13 | 293.13
|  |  | 842 | 8.42 | 293.13 | 293.13 | 293.13
|  |  | 843 | 8.43 | 293.13 | 293.13 | 293.13
|  |  | 844 | 8.44 | 293.13 | 293.13 | 293.13
|  |  | 845 | 8.45 | 293.13 | 293.13 | 293.13
|  |  | 846 | 8.46 | 293.13 | 293.13 | 293.13
|  |  | 847 | 8.47 | 293.13 | 293.13 | 293.13
|  |  | 848 | 8.48 | 293.13 | 293.13 | 293.13
|  |  | 849 | 8.49 | 293.13 | 293.13 | 293.13
|  |  | 850 | 8.5 | 293.13 | 293.13 | 293.13
|  |  | 851 | 8.51 | 293.13 | 293.13 | 293.13
|  |  | 852 | 8.52 | 293.13 | 293.13 | 293.13
|  |  | 853 | 8.53 | 293.13 | 293.13 | 293.13
|  |  | 854 | 8.54 | 293.13 | 293.13 | 293.13
|  |  | 855 | 8.55 | 293.13 | 293.13 | 293.13
|  |  | 856 | 8.56 | 293.13 | 293.13 | 293.13
|  |  | 857 | 8.57 | 293.13 | 293.13 | 293.13
|  |  | 858 | 8.58 | 293.13 | 293.13 | 293.13
|  |  | 859 | 8.59 | 293.13 | 293.13 | 293.13
|  |  | 860 | 8.6 | 293.13 | 293.13 | 293.13
|  |  | 861 | 8.61 | 293.13 | 293.13 | 293.13
|  |  | 862 | 8.62 | 293.13 | 293.13 | 293.13
|  |  | 863 | 8.63 | 293.13 | 293.13 | 293.13
|  |  | 864 | 8.64 | 293.13 | 293.13 | 293.13
|  |  | 865 | 8.65 | 293.13 | 293.13 | 293.13
|  |  | 866 | 8.66 | 293.13 | 293.13 | 293.13
|  |  | 867 | 8.67 | 293.13 | 293.13 | 293.13
|  |  | 868 | 8.68 | 293.13 | 293.13 | 293.13
|  |  | 869 | 8.69 | 293.13 | 293.13 | 293.13
|  |  | 870 | 8.7 | 293.13 | 293.13 | 293.13
|  |  | 871 | 8.71 | 293.13 | 293.13 | 293.13
|  |  | 872 | 8.72 | 293.13 | 293.13 | 293.13
|  |  | 873 | 8.73 | 293.13 | 293.13 | 293.13
|  |  | 874 | 8.74 | 293.13 | 293.13 | 293.13
|  |  | 875 | 8.75 | 293.13 | 293.13 | 293.13
|  |  | 876 | 8.76 | 293.13 | 293.13 | 293.13
|  |  | 877 | 8.77 | 293.13 | 293.13 | 293.13
|  |  | 878 | 8.78 | 293.13 | 293.13 | 293.13
|  |  | 879 | 8.79 | 293.13 | 293.13 | 293.13
|  |  | 880 | 8.8 | 293.13 | 293.13 | 293.13
|  |  | 881 | 8.81 | 293.13 | 293.13 | 293.13
|  |  | 882 | 8.82 | 293.13 | 293.13 | 293.13
|  |  | 883 | 8.83 | 293.13 | 293.13 | 293.13
|  |  | 884 | 8.84 | 293.13 | 293.13 | 293.13
|  |  | 885 | 8.85 | 293.13 | 293.13 | 293.13
|  |  | 886 | 8.86 | 293.13 | 293.13 | 293.13
|  |  | 887 | 8.87 | 293.13 | 293.13 | 293.13
|  |  | 888 | 8.88 | 293.13 | 293.13 | 293.13
|  |  | 889 | 8.89 | 293.13 | 293.13 | 293.13
|  |  | 890 | 8.9 | 293.13 | 293.13 | 293.13
|  |  | 891 | 8.91 | 293.13 | 293.13 | 293.13
|  |  | 892 | 8.92 | 293.13 | 293.13 | 293.13
|  |  | 893 | 8.93 | 293.13 | 293.13 | 293.13
|  |  | 894 | 8.94 | 293.13 | 293.13 | 293.13
|  |  | 895 | 8.95 | 293.13 | 293.13 | 293.13
|  |  | 896 | 8.96 | 293.13 | 293.13 | 293.13
|  |  | 897 | 8.97 | 293.13 | 293.13 | 293.13
|  |  | 898 | 8.98 | 293.13 | 293.13 | 293.13
|  |  | 899 | 8.99 | 293.13 | 293.13 | 293.13
|  |  | 900 | 9 | 293.13 | 293.13 | 293.13
|  |  | 901 | 9.01 | 293.13 | 293.13 | 293.13
|  |  | 902 | 9.02 | 293.13 | 293.13 | 293.13
|  |  | 903 | 9.03 | 293.13 | 293.13 | 293.13
|  |  | 904 | 9.04 | 293.13 | 293.13 | 293.13
|  |  | 905 | 9.05 | 293.13 | 293.13 | 293.13
|  |  | 906 | 9.06 | 293.13 | 293.13 | 293.13
|  |  | 907 | 9.07 | 293.13 | 293.13 | 293.13
|  |  | 908 | 9.08 | 293.13 | 293.13 | 293.13
|  |  | 909 | 9.09 | 293.13 | 293.13 | 293.13
|  |  | 910 | 9.1 | 293.13 | 293.13 | 293.13
|  |  | 911 | 9.11 | 293.13 | 293.13 | 293.13
|  |  | 912 | 9.12 | 293.13 | 293.13 | 293.13
|  |  | 913 | 9.13 | 293.13 | 293.13 | 293.13
|  |  | 914 | 9.14 | 293.13 | 293.13 | 293.13
|  |  | 915 | 9.15 | 293.13 | 293.13 | 293.13
|  |  | 916 | 9.16 | 293.13 | 293.13 | 293.13
|  |  | 917 | 9.17 | 293.13 | 293.13 | 293.13
|  |  | 918 | 9.18 | 293.13 | 293.13 | 293.13
|  |  | 919 | 9.19 | 293.13 | 293.13 | 293.13
|  |  | 920 | 9.2 | 293.13 | 293.13 | 293.13
|  |  | 921 | 9.21 | 293.13 | 293.13 | 293.13
|  |  | 922 | 9.22 | 293.13 | 293.13 | 293.13
|  |  | 923 | 9.23 | 293.13 | 293.13 | 293.13
|  |  | 924 | 9.24 | 293.13 | 293.13 | 293.13
|  |  | 925 | 9.25 | 293.13 | 293.13 | 293.13
|  |  | 926 | 9.26 | 293.13 | 293.13 | 293.13
|  |  | 927 | 9.27 | 293.13 | 293.13 | 293.13
|  |  | 928 | 9.28 | 293.13 | 293.13 | 293.13
|  |  | 929 | 9.29 | 293.13 | 293.13 | 293.13
|  |  | 930 | 9.3 | 293.13 | 293.13 | 293.13
|  |  | 931 | 9.31 | 293.13 | 293.13 | 293.13
|  |  | 932 | 9.32 | 293.13 | 293.13 | 293.13
|  |  | 933 | 9.33 | 293.13 | 293.13 | 293.13
|  |  | 934 | 9.34 | 293.13 | 293.13 | 293.13
|  |  | 935 | 9.35 | 293.13 | 293.13 | 293.13
|  |  | 936 | 9.36 | 293.13 | 293.13 | 293.13
|  |  | 937 | 9.37 | 293.13 | 293.13 | 293.13
|  |  | 938 | 9.38 | 293.13 | 293.13 | 293.13
|  |  | 939 | 9.39 | 293.13 | 293.13 | 293.13
|  |  | 940 | 9.4 | 293.13 | 293.13 | 293.13
|  |  | 941 | 9.41 | 293.13 | 293.13 | 293.13
|  |  | 942 | 9.42 | 293.13 | 293.13 | 293.13
|  |  | 943 | 9.43 | 293.13 | 293.13 | 293.13
|  |  | 944 | 9.44 | 293.13 | 293.13 | 293.13
|  |  | 945 | 9.45 | 293.13 | 293.13 | 293.13
|  |  | 946 | 9.46 | 293.13 | 293.13 | 293.13
|  |  | 947 | 9.47 | 293.13 | 293.13 | 293.13
|  |  | 948 | 9.48 | 293.13 | 293.13 | 293.13
|  |  | 949 | 9.49 | 293.13 | 293.13 | 293.13
|  |  | 950 | 9.5 | 293.13 | 293.13 | 293.13
|  |  | 951 | 9.51 | 293.13 | 293.13 | 293.13
|  |  | 952 | 9.52 | 293.13 | 293.13 | 293.13
|  |  | 953 | 9.53 | 293.13 | 293.13 | 293.13
|  |  | 954 | 9.54 | 293.13 | 293.13 | 293.13
|  |  | 955 | 9.55 | 293.13 | 293.13 | 293.13
|  |  | 956 | 9.56 | 293.13 | 293.13 | 293.13
|  |  | 957 | 9.57 | 293.13 | 293.13 | 293.13
|  |  | 958 | 9.58 | 293.13 | 293.13 | 293.13
|  |  | 959 | 9.59 | 293.13 | 293.13 | 293.13
|  |  | 960 | 9.6 | 293.13 | 293.13 | 293.13
|  |  | 961 | 9.61 | 293.13 | 293.13 | 293.13
|  |  | 962 | 9.62 | 293.13 | 293.13 | 293.13
|  |  | 963 | 9.63 | 293.13 | 293.13 | 293.13
|  |  | 964 | 9.64 | 293.13 | 293.13 | 293.13
|  |  | 965 | 9.65 | 293.13 | 293.13 | 293.13
|  |  | 966 | 9.66 | 293.13 | 293.13 | 293.13
|  |  | 967 | 9.67 | 293.13 | 293.13 | 293.13
|  |  | 968 | 9.68 | 293.13 | 293.13 | 293.13
|  |  | 969 | 9.69 | 293.13 | 293.13 | 293.13
|  |  | 970 | 9.7 | 293.13 | 293.13 | 293.13
|  |  | 971 | 9.71 | 293.13 | 293.13 | 293.13
|  |  | 972 | 9.72 | 293.13 | 293.13 | 293.13
|  |  | 973 | 9.73 | 293.13 | 293.13 | 293.13
|  |  | 974 | 9.74 | 293.13 | 293.13 | 293.13
|  |  | 975 | 9.75 | 293.13 | 293.13 | 293.13
|  |  | 976 | 9.76 | 293.13 | 293.13 | 293.13
|  |  | 977 | 9.77 | 293.13 | 293.13 | 293.13
|  |  | 978 | 9.78 | 293.13 | 293.13 | 293.13
|  |  | 979 | 9.79 | 293.13 | 293.13 | 293.13
|  |  | 980 | 9.8 | 293.13 | 293.13 | 293.13
|  |  | 981 | 9.81 | 293.13 | 293.13 | 293.13
|  |  | 982 | 9.82 | 293.13 | 293.13 | 293.13
|  |  | 983 | 9.83 | 293.13 | 293.13 | 293.13
|  |  | 984 | 9.84 | 293.13 | 293.13 | 293.13
|  |  | 985 | 9.85 | 293.13 | 293.13 | 293.13
|  |  | 986 | 9.86 | 293.13 | 293.13 | 293.13
|  |  | 987 | 9.87 | 293.13 | 293.13 | 293.13
|  |  | 988 | 9.88 | 293.13 | 293.13 | 293.13
|  |  | 989 | 9.89 | 293.13 | 293.13 | 293.13
|  |  | 990 | 9.9 | 293.13 | 293.13 | 293.13
|  |  | 991 | 9.91 | 293.13 | 293.13 | 293.13
|  |  | 992 | 9.92 | 293.13 | 293.13 | 293.13
|  |  | 993 | 9.93 | 293.13 | 293.13 | 293.13
|  |  | 994 | 9.94 | 293.13 | 293.13 | 293.13
|  |  | 995 | 9.95 | 293.13 | 293.13 | 293.13
|  |  | 996 | 9.96 | 293.13 | 293.13 | 293.13
|  |  | 997 | 9.97 | 293.13 | 293.13 | 293.13
|  |  | 998 | 9.98 | 293.13 | 293.13 | 293.13
|  |  | 999 | 9.99 | 293.13 | 293.13 | 293.13
|  |  | 1000 | 10 | 293.13 | 293.13 | 293.13
Notes: 1.173 m path length, 1L water heated to 40 and flowed at 4 mL/min to equilibrium at exit.
Thermal conductivities only available at 20-25 deg. for solids.
Thermal conductivities of liquids used at appropriate temperature if available in literature.
Deionised water used for initial test

## DB2-059
| Link | Thermal Conductivity (λ) @ 25 °C | I.D (mm) | O.D (mm) | Wall thickness (mm) | Reservoir Temperature (K) | Density (g/mL) | Heat Capacity (J/g.K)
PEEK 1/16 | http://www.goodfellow.com/A/Polyetheretherketone.html | 0.25 | 0.75 | 1.5875 | 0.8375
PEEK 1/32 |  | 0.25 | 0.5 | 0.7938 | 0.2938
Water (40 °C) |  | 0.598 |  |  |  | 313.53 | 0.997 | 4.18
Air |  | 0.02735 |  |  |  | 293.13
Pipe Heat Loss
https://www.engineeringtoolbox.com/water-flow-rates-heating-systems-d_659.html
Tin
Tsolv | 313.53 |  | V̇ (m3/s) | volumetric flowrate |  | 6.6667e-08
Wall thickness (m) | 0.0008375 |  | Q (kW, kJ/s) | heat flowrate |  | 6.2215e-05
Nu | 3.66 |  | Cp (kJ/kg.K) | heat capacity |  | 4.18
Length Total (m) | 1.173 |  | ρ (kg/m3) | density |  | 997
L (increment) (m) | 0.01 |  | Tin (K) | (Tsolv) |  | 313.53
Max iterations (set in options) | 117.3 |  | Tout (K) | Calculated exit temp |  | 313.3061
r (using outer diameter for surface) m | 0.00079375
D (using inner diameter for volume) m | 0.00075 |  | Curve Fit for Temperature Loss
r1 | 0.000375
r2 | 0.00079375 |  |  |  | Tin | Tout
αWater | 2918.24 |  |  |  | 313.13 | 312.9061
αAir | 35 | 133.468
ΔT (Tsolv - Tair) (K) | 20.4
k | 61.151 |  | Iteration | Length | Temperature In | Temperature Out | Room Temperature
A (m2) | 4.9873e-05 |  | 1 | 0.01 | 313.53 | 313.3061 | 293.13
Pi | 3.1416 |  | 2 | 0.02 | 313.3061 | 313.0846 | 293.13
Q (W or J/s) | 0.062215 |  | 3 | 0.03 | 313.0846 | 312.8656 | 293.13
Flowrate (mL/min) | 4 |  | 4 | 0.04 | 312.8656 | 312.6489 | 293.13
|  |  | 5 | 0.05 | 312.6489 | 312.4347 | 293.13
Observed Temperature in flask (deg C) | 40.4 |  | 6 | 0.06 | 312.4347 | 312.2227 | 293.13
Observed Temp at Outlet thermocouple (deg C) | 26.2 |  | 7 | 0.07 | 312.2227 | 312.0132 | 293.13
Actual Temperature Loss (K) | 14.2 |  | 8 | 0.08 | 312.0132 | 311.8059 | 293.13
Predicted Temperature Loss (K) | 14.7924 |  | 9 | 0.09 | 311.8059 | 311.6009 | 293.13
|  |  | 10 | 0.1 | 311.6009 | 311.3981 | 293.13
|  |  | 11 | 0.11 | 311.3981 | 311.1976 | 293.13
|  |  | 12 | 0.12 | 311.1976 | 310.9993 | 293.13
|  |  | 13 | 0.13 | 310.9993 | 310.8031 | 293.13
|  |  | 14 | 0.14 | 310.8031 | 310.6091 | 293.13
|  |  | 15 | 0.15 | 310.6091 | 310.4172 | 293.13
|  |  | 16 | 0.16 | 310.4172 | 310.2275 | 293.13
|  |  | 17 | 0.17 | 310.2275 | 310.0398 | 293.13
|  |  | 18 | 0.18 | 310.0398 | 309.8542 | 293.13
|  |  | 19 | 0.19 | 309.8542 | 309.6706 | 293.13
|  |  | 20 | 0.2 | 309.6706 | 309.489 | 293.13
|  |  | 21 | 0.21 | 309.489 | 309.3095 | 293.13
|  |  | 22 | 0.22 | 309.3095 | 309.1319 | 293.13
|  |  | 23 | 0.23 | 309.1319 | 308.9562 | 293.13
|  |  | 24 | 0.24 | 308.9562 | 308.7825 | 293.13
|  |  | 25 | 0.25 | 308.7825 | 308.6107 | 293.13
|  |  | 26 | 0.26 | 308.6107 | 308.4407 | 293.13
|  |  | 27 | 0.27 | 308.4407 | 308.2727 | 293.13
|  |  | 28 | 0.28 | 308.2727 | 308.1064 | 293.13
|  |  | 29 | 0.29 | 308.1064 | 307.942 | 293.13
|  |  | 30 | 0.3 | 307.942 | 307.7795 | 293.13
|  |  | 31 | 0.31 | 307.7795 | 307.6186 | 293.13
|  |  | 32 | 0.32 | 307.6186 | 307.4596 | 293.13
|  |  | 33 | 0.33 | 307.4596 | 307.3023 | 293.13
|  |  | 34 | 0.34 | 307.3023 | 307.1467 | 293.13
|  |  | 35 | 0.35 | 307.1467 | 306.9929 | 293.13
|  |  | 36 | 0.36 | 306.9929 | 306.8407 | 293.13
|  |  | 37 | 0.37 | 306.8407 | 306.6902 | 293.13
|  |  | 38 | 0.38 | 306.6902 | 306.5414 | 293.13
|  |  | 39 | 0.39 | 306.5414 | 306.3941 | 293.13
|  |  | 40 | 0.4 | 306.3941 | 306.2485 | 293.13
|  |  | 41 | 0.41 | 306.2485 | 306.1045 | 293.13
|  |  | 42 | 0.42 | 306.1045 | 305.9621 | 293.13
|  |  | 43 | 0.43 | 305.9621 | 305.8212 | 293.13
|  |  | 44 | 0.44 | 305.8212 | 305.6819 | 293.13
|  |  | 45 | 0.45 | 305.6819 | 305.5442 | 293.13
|  |  | 46 | 0.46 | 305.5442 | 305.4079 | 293.13
|  |  | 47 | 0.47 | 305.4079 | 305.2731 | 293.13
|  |  | 48 | 0.48 | 305.2731 | 305.1398 | 293.13
|  |  | 49 | 0.49 | 305.1398 | 305.008 | 293.13
|  |  | 50 | 0.5 | 305.008 | 304.8776 | 293.13
|  |  | 51 | 0.51 | 304.8776 | 304.7486 | 293.13
|  |  | 52 | 0.52 | 304.7486 | 304.6211 | 293.13
|  |  | 53 | 0.53 | 304.6211 | 304.495 | 293.13
|  |  | 54 | 0.54 | 304.495 | 304.3702 | 293.13
|  |  | 55 | 0.55 | 304.3702 | 304.2468 | 293.13
|  |  | 56 | 0.56 | 304.2468 | 304.1248 | 293.13
|  |  | 57 | 0.57 | 304.1248 | 304.0041 | 293.13
|  |  | 58 | 0.58 | 304.0041 | 303.8847 | 293.13
|  |  | 59 | 0.59 | 303.8847 | 303.7667 | 293.13
|  |  | 60 | 0.6 | 303.7667 | 303.6499 | 293.13
|  |  | 61 | 0.61 | 303.6499 | 303.5345 | 293.13
|  |  | 62 | 0.62 | 303.5345 | 303.4202 | 293.13
|  |  | 63 | 0.63 | 303.4202 | 303.3073 | 293.13
|  |  | 64 | 0.64 | 303.3073 | 303.1956 | 293.13
|  |  | 65 | 0.65 | 303.1956 | 303.0851 | 293.13
|  |  | 66 | 0.66 | 303.0851 | 302.9758 | 293.13
|  |  | 67 | 0.67 | 302.9758 | 302.8677 | 293.13
|  |  | 68 | 0.68 | 302.8677 | 302.7608 | 293.13
|  |  | 69 | 0.69 | 302.7608 | 302.6551 | 293.13
|  |  | 70 | 0.7 | 302.6551 | 302.5506 | 293.13
|  |  | 71 | 0.71 | 302.5506 | 302.4471 | 293.13
|  |  | 72 | 0.72 | 302.4471 | 302.3449 | 293.13
|  |  | 73 | 0.73 | 302.3449 | 302.2437 | 293.13
|  |  | 74 | 0.74 | 302.2437 | 302.1437 | 293.13
|  |  | 75 | 0.75 | 302.1437 | 302.0447 | 293.13
|  |  | 76 | 0.76 | 302.0447 | 301.9469 | 293.13
|  |  | 77 | 0.77 | 301.9469 | 301.8501 | 293.13
|  |  | 78 | 0.78 | 301.8501 | 301.7544 | 293.13
|  |  | 79 | 0.79 | 301.7544 | 301.6597 | 293.13
|  |  | 80 | 0.8 | 301.6597 | 301.5661 | 293.13
|  |  | 81 | 0.81 | 301.5661 | 301.4735 | 293.13
|  |  | 82 | 0.82 | 301.4735 | 301.3819 | 293.13
|  |  | 83 | 0.83 | 301.3819 | 301.2913 | 293.13
|  |  | 84 | 0.84 | 301.2913 | 301.2017 | 293.13
|  |  | 85 | 0.85 | 301.2017 | 301.1131 | 293.13
|  |  | 86 | 0.86 | 301.1131 | 301.0255 | 293.13
|  |  | 87 | 0.87 | 301.0255 | 300.9388 | 293.13
|  |  | 88 | 0.88 | 300.9388 | 300.8531 | 293.13
|  |  | 89 | 0.89 | 300.8531 | 300.7683 | 293.13
|  |  | 90 | 0.9 | 300.7683 | 300.6845 | 293.13
|  |  | 91 | 0.91 | 300.6845 | 300.6015 | 293.13
|  |  | 92 | 0.92 | 300.6015 | 300.5195 | 293.13
|  |  | 93 | 0.93 | 300.5195 | 300.4384 | 293.13
|  |  | 94 | 0.94 | 300.4384 | 300.3582 | 293.13
|  |  | 95 | 0.95 | 300.3582 | 300.2788 | 293.13
|  |  | 96 | 0.96 | 300.2788 | 300.2004 | 293.13
|  |  | 97 | 0.97 | 300.2004 | 300.1228 | 293.13
|  |  | 98 | 0.98 | 300.1228 | 300.046 | 293.13
|  |  | 99 | 0.99 | 300.046 | 299.9701 | 293.13
|  |  | 100 | 1 | 299.9701 | 299.895 | 293.13
|  |  | 101 | 1.01 | 299.895 | 299.8207 | 293.13
|  |  | 102 | 1.02 | 299.8207 | 299.7473 | 293.13
|  |  | 103 | 1.03 | 299.7473 | 299.6747 | 293.13
|  |  | 104 | 1.04 | 299.6747 | 299.6028 | 293.13
|  |  | 105 | 1.05 | 299.6028 | 299.5318 | 293.13
|  |  | 106 | 1.06 | 299.5318 | 299.4615 | 293.13
|  |  | 107 | 1.07 | 299.4615 | 299.392 | 293.13
|  |  | 108 | 1.08 | 299.392 | 299.3233 | 293.13
|  |  | 109 | 1.09 | 299.3233 | 299.2553 | 293.13
|  |  | 110 | 1.1 | 299.2553 | 299.188 | 293.13
|  |  | 111 | 1.11 | 299.188 | 299.1215 | 293.13
|  |  | 112 | 1.12 | 299.1215 | 299.0558 | 293.13
|  |  | 113 | 1.13 | 299.0558 | 298.9907 | 293.13
|  |  | 114 | 1.14 | 298.9907 | 298.9264 | 293.13
|  |  | 115 | 1.15 | 298.9264 | 298.8628 | 293.13
|  |  | 116 | 1.16 | 298.8628 | 298.7998 | 293.13
|  |  | 117 | 1.17 | 298.7998 | 298.7376 | 293.13
|  |  | 118 | 1.18 | 298.7376 | 298.676 | 293.13
|  |  | 119 | 1.19 | 298.676 | 298.6152 | 293.13
|  |  | 120 | 1.2 | 298.6152 | 298.5549 | 293.13
|  |  | 121 | 1.21 | 298.5549 | 298.4954 | 293.13
|  |  | 122 | 1.22 | 298.4954 | 298.4365 | 293.13
|  |  | 123 | 1.23 | 298.4365 | 298.3783 | 293.13
|  |  | 124 | 1.24 | 298.3783 | 298.3206 | 293.13
|  |  | 125 | 1.25 | 298.3206 | 298.2637 | 293.13
|  |  | 126 | 1.26 | 298.2637 | 298.2073 | 293.13
|  |  | 127 | 1.27 | 298.2073 | 298.1516 | 293.13
|  |  | 128 | 1.28 | 298.1516 | 298.0965 | 293.13
|  |  | 129 | 1.29 | 298.0965 | 298.0419 | 293.13
|  |  | 130 | 1.3 | 298.0419 | 297.988 | 293.13
|  |  | 131 | 1.31 | 297.988 | 297.9347 | 293.13
|  |  | 132 | 1.32 | 297.9347 | 297.882 | 293.13
|  |  | 133 | 1.33 | 297.882 | 297.8298 | 293.13
|  |  | 134 | 1.34 | 297.8298 | 297.7782 | 293.13
|  |  | 135 | 1.35 | 297.7782 | 297.7272 | 293.13
|  |  | 136 | 1.36 | 297.7272 | 297.6767 | 293.13
|  |  | 137 | 1.37 | 297.6767 | 297.6268 | 293.13
|  |  | 138 | 1.38 | 297.6268 | 297.5774 | 293.13
|  |  | 139 | 1.39 | 297.5774 | 297.5286 | 293.13
|  |  | 140 | 1.4 | 297.5286 | 297.4803 | 293.13
|  |  | 141 | 1.41 | 297.4803 | 297.4326 | 293.13
|  |  | 142 | 1.42 | 297.4326 | 297.3854 | 293.13
|  |  | 143 | 1.43 | 297.3854 | 297.3386 | 293.13
|  |  | 144 | 1.44 | 297.3386 | 297.2924 | 293.13
|  |  | 145 | 1.45 | 297.2924 | 297.2468 | 293.13
|  |  | 146 | 1.46 | 297.2468 | 297.2016 | 293.13
|  |  | 147 | 1.47 | 297.2016 | 297.1569 | 293.13
|  |  | 148 | 1.48 | 297.1569 | 297.1127 | 293.13
|  |  | 149 | 1.49 | 297.1127 | 297.0689 | 293.13
|  |  | 150 | 1.5 | 297.0689 | 297.0257 | 293.13
|  |  | 151 | 1.51 | 297.0257 | 296.9829 | 293.13
|  |  | 152 | 1.52 | 296.9829 | 296.9407 | 293.13
|  |  | 153 | 1.53 | 296.9407 | 296.8988 | 293.13
|  |  | 154 | 1.54 | 296.8988 | 296.8575 | 293.13
|  |  | 155 | 1.55 | 296.8575 | 296.8165 | 293.13
|  |  | 156 | 1.56 | 296.8165 | 296.7761 | 293.13
|  |  | 157 | 1.57 | 296.7761 | 296.736 | 293.13
|  |  | 158 | 1.58 | 296.736 | 296.6965 | 293.13
|  |  | 159 | 1.59 | 296.6965 | 296.6573 | 293.13
|  |  | 160 | 1.6 | 296.6573 | 296.6186 | 293.13
|  |  | 161 | 1.61 | 296.6186 | 296.5803 | 293.13
|  |  | 162 | 1.62 | 296.5803 | 296.5424 | 293.13
|  |  | 163 | 1.63 | 296.5424 | 296.505 | 293.13
|  |  | 164 | 1.64 | 296.505 | 296.4679 | 293.13
|  |  | 165 | 1.65 | 296.4679 | 296.4313 | 293.13
|  |  | 166 | 1.66 | 296.4313 | 296.395 | 293.13
|  |  | 167 | 1.67 | 296.395 | 296.3592 | 293.13
|  |  | 168 | 1.68 | 296.3592 | 296.3238 | 293.13
|  |  | 169 | 1.69 | 296.3238 | 296.2887 | 293.13
|  |  | 170 | 1.7 | 296.2887 | 296.254 | 293.13
|  |  | 171 | 1.71 | 296.254 | 296.2197 | 293.13
|  |  | 172 | 1.72 | 296.2197 | 296.1858 | 293.13
|  |  | 173 | 1.73 | 296.1858 | 296.1523 | 293.13
174
175
176
Notes: 1.173 m path length, 1L deionised water heated to 40 and flowed at 4 mL/min to equilibrium at exit.
Thermal conductivities only available at 20-25 deg. for solids.
Thermal conductivities of liquids used at appropriate temperature if available in literature.
outlet temperature measured by contact between exit tubing and thermocouple.
Error on thermocouple measurement is ± 0.3°

## DB2-060
| Link | Thermal Conductivity (λ) @ 25 °C | I.D (mm) | O.D (mm) | Wall thickness (mm) | Reservoir Temperature (K) | Density (g/mL) | Heat Capacity (J/g.K)
PEEK 1/16 | http://www.goodfellow.com/A/Polyetheretherketone.html | 0.25 | 0.75 | 1.5875 | 0.8375
PEEK 1/32 |  | 0.25 | 0.5 | 0.7938 | 0.2938
Water (40 °C) |  | 0.598 |  |  |  | 312.63 | 0.997 | 4.18
Air |  | 0.02735 |  |  |  | 291.03
Pipe Heat Loss
|  |  | https://www.engineeringtoolbox.com/water-flow-rates-heating-systems-d_659.html | [13 empty] | 1.42 | 1.52
Tin | [16 empty] | 1.335 | 1.435
Tsolv | 312.63 |  | V̇ (m3/s) | volumetric flowrate |  | 6.6667e-08 | [10 empty] | 1.135 | 1.235
Wall thickness (m) | 0.0008375 |  | Q (kW, kJ/s) | heat flowrate |  | 6.5875e-05 | [10 empty] | 1.05 | 1.15
Nu | 3.66 |  | Cp (kJ/kg.K) | heat capacity |  | 4.18 | [10 empty] | 0.94 | 1.04
Length Total (m) | 1.32 |  | ρ (kg/m3) | density |  | 997 | [10 empty] | 0.865 | 0.965
L (increment) (m) | 0.01 |  | Tin (K) | (Tsolv) |  | 312.63 | [10 empty] | 0.73 | 0.83
Max iterations (set in options) | 132 |  | Tout (K) | Calculated exit temp |  | 312.3929 | [10 empty] | 0.635 | 0.735
r (using outer diameter for surface) m | 0.00079375
D (using inner diameter for volume) m | 0.00075 |  | Curve Fit for Temperature Loss
r1 | 0.000375
r2 | 0.00079375 |  |  |  | Tin | Tout
αWater | 2918.24 |  |  |  | 313.13 | 312.8929
αAir | 35 | 133.468
ΔT (Tsolv - Tair) (K) | 21.6
k | 61.151 |  | Iteration | Length | Temperature In | Temperature Out | Room Temperature |  | Measurement | Length A (cm) | Length B (cm) | L total (m) | Tout | Tout (K) | Tair
A (m2) | 4.9873e-05 |  | 0 | 0 | 312.63 | 312.3929 | 291.03 |  | 1 | 58 | 74 | 1.32 | 22.7 | 295.83 | 291.03 | 295.83
Pi | 3.1416 |  | 1 | 0.01 | 312.3929 | 312.1584 | 291.03 |  | 2 | 58 | 65.5 | 1.235 | 23 | 296.13 | 291.03 | 296.13
Q (W or J/s) | 0.065875 |  | 2 | 0.02 | 312.1584 | 311.9265 | 291.03 |  | 3 | 58 | 45.5 | 1.035 | 23.9 | 297.03 | 291.03 | 297.03
Flowrate (mL/min) | 4 |  | 3 | 0.03 | 311.9265 | 311.6971 | 291.03 |  | 4 | 58 | 37 | 0.95 | 24.4 | 297.53 | 291.03 | 297.53
V (volume of tubing, m3) | 4.4179e-09 |  | 4 | 0.04 | 311.6971 | 311.4702 | 291.03 |  | 5 | 47 | 37 | 0.84 | 25.3 | 298.43 | 291.03 | 298.43
V (mL) | 0.0044179 |  | 5 | 0.05 | 311.4702 | 311.2459 | 291.03 |  | 6 | 47 | 29.5 | 0.765 | 25.8 | 298.93 | 291.03 | 298.93
Mass (g) | 0.0044046 |  | 6 | 0.06 | 311.2459 | 311.0239 | 291.03 |  | 7 | 47 | 16 | 0.63 | 27 | 300.13 | 291.03 | 300.13
|  |  | 7 | 0.07 | 311.0239 | 310.8045 | 291.03 |  | 8 | 37.5 | 16 | 0.535 | 27.9 | 301.03 | 291.03 | 301.03
|  |  | 8 | 0.08 | 310.8045 | 310.5874 | 291.03
|  |  | 9 | 0.09 | 310.5874 | 310.3727 | 291.03
|  |  | 10 | 0.1 | 310.3727 | 310.1604 | 291.03
|  |  | 11 | 0.11 | 310.1604 | 309.9504 | 291.03
|  |  | 12 | 0.12 | 309.9504 | 309.7427 | 291.03
|  |  | 13 | 0.13 | 309.7427 | 309.5373 | 291.03
|  |  | 14 | 0.14 | 309.5373 | 309.3341 | 291.03
|  |  | 15 | 0.15 | 309.3341 | 309.1332 | 291.03
|  |  | 16 | 0.16 | 309.1332 | 308.9345 | 291.03
|  |  | 17 | 0.17 | 308.9345 | 308.738 | 291.03
|  |  | 18 | 0.18 | 308.738 | 308.5436 | 291.03
|  |  | 19 | 0.19 | 308.5436 | 308.3513 | 291.03
|  |  | 20 | 0.2 | 308.3513 | 308.1612 | 291.03
|  |  | 21 | 0.21 | 308.1612 | 307.9731 | 291.03
|  |  | 22 | 0.22 | 307.9731 | 307.7872 | 291.03
|  |  | 23 | 0.23 | 307.7872 | 307.6032 | 291.03
|  |  | 24 | 0.24 | 307.6032 | 307.4213 | 291.03
|  |  | 25 | 0.25 | 307.4213 | 307.2414 | 291.03
|  |  | 26 | 0.26 | 307.2414 | 307.0634 | 291.03
|  |  | 27 | 0.27 | 307.0634 | 306.8874 | 291.03
|  |  | 28 | 0.28 | 306.8874 | 306.7133 | 291.03
|  |  | 29 | 0.29 | 306.7133 | 306.5412 | 291.03
|  |  | 30 | 0.3 | 306.5412 | 306.3709 | 291.03
|  |  | 31 | 0.31 | 306.3709 | 306.2025 | 291.03
|  |  | 32 | 0.32 | 306.2025 | 306.036 | 291.03
|  |  | 33 | 0.33 | 306.036 | 305.8713 | 291.03
|  |  | 34 | 0.34 | 305.8713 | 305.7083 | 291.03
|  |  | 35 | 0.35 | 305.7083 | 305.5472 | 291.03
|  |  | 36 | 0.36 | 305.5472 | 305.3879 | 291.03
|  |  | 37 | 0.37 | 305.3879 | 305.2303 | 291.03
|  |  | 38 | 0.38 | 305.2303 | 305.0744 | 291.03
|  |  | 39 | 0.39 | 305.0744 | 304.9202 | 291.03
|  |  | 40 | 0.4 | 304.9202 | 304.7677 | 291.03
|  |  | 41 | 0.41 | 304.7677 | 304.6169 | 291.03
|  |  | 42 | 0.42 | 304.6169 | 304.4678 | 291.03
|  |  | 43 | 0.43 | 304.4678 | 304.3203 | 291.03
|  |  | 44 | 0.44 | 304.3203 | 304.1744 | 291.03
|  |  | 45 | 0.45 | 304.1744 | 304.0301 | 291.03
|  |  | 46 | 0.46 | 304.0301 | 303.8874 | 291.03
|  |  | 47 | 0.47 | 303.8874 | 303.7463 | 291.03
|  |  | 48 | 0.48 | 303.7463 | 303.6067 | 291.03
|  |  | 49 | 0.49 | 303.6067 | 303.4686 | 291.03
|  |  | 50 | 0.5 | 303.4686 | 303.3321 | 291.03
|  |  | 51 | 0.51 | 303.3321 | 303.1971 | 291.03
|  |  | 52 | 0.52 | 303.1971 | 303.0635 | 291.03
|  |  | 53 | 0.53 | 303.0635 | 302.9314 | 291.03
|  |  | 54 | 0.54 | 302.9314 | 302.8008 | 291.03
|  |  | 55 | 0.55 | 302.8008 | 302.6716 | 291.03
|  |  | 56 | 0.56 | 302.6716 | 302.5438 | 291.03
|  |  | 57 | 0.57 | 302.5438 | 302.4174 | 291.03
|  |  | 58 | 0.58 | 302.4174 | 302.2924 | 291.03
|  |  | 59 | 0.59 | 302.2924 | 302.1687 | 291.03
|  |  | 60 | 0.6 | 302.1687 | 302.0465 | 291.03
|  |  | 61 | 0.61 | 302.0465 | 301.9255 | 291.03
|  |  | 62 | 0.62 | 301.9255 | 301.8059 | 291.03
|  |  | 63 | 0.63 | 301.8059 | 301.6877 | 291.03
|  |  | 64 | 0.64 | 301.6877 | 301.5707 | 291.03
|  |  | 65 | 0.65 | 301.5707 | 301.455 | 291.03
|  |  | 66 | 0.66 | 301.455 | 301.3405 | 291.03
|  |  | 67 | 0.67 | 301.3405 | 301.2274 | 291.03
|  |  | 68 | 0.68 | 301.2274 | 301.1154 | 291.03
|  |  | 69 | 0.69 | 301.1154 | 301.0047 | 291.03
|  |  | 70 | 0.7 | 301.0047 | 300.8952 | 291.03
|  |  | 71 | 0.71 | 300.8952 | 300.7869 | 291.03
|  |  | 72 | 0.72 | 300.7869 | 300.6798 | 291.03
|  |  | 73 | 0.73 | 300.6798 | 300.5739 | 291.03
|  |  | 74 | 0.74 | 300.5739 | 300.4691 | 291.03
|  |  | 75 | 0.75 | 300.4691 | 300.3655 | 291.03
|  |  | 76 | 0.76 | 300.3655 | 300.263 | 291.03
|  |  | 77 | 0.77 | 300.263 | 300.1617 | 291.03
|  |  | 78 | 0.78 | 300.1617 | 300.0615 | 291.03
|  |  | 79 | 0.79 | 300.0615 | 299.9623 | 291.03
|  |  | 80 | 0.8 | 299.9623 | 299.8643 | 291.03
|  |  | 81 | 0.81 | 299.8643 | 299.7673 | 291.03
|  |  | 82 | 0.82 | 299.7673 | 299.6714 | 291.03
|  |  | 83 | 0.83 | 299.6714 | 299.5765 | 291.03
|  |  | 84 | 0.84 | 299.5765 | 299.4827 | 291.03
|  |  | 85 | 0.85 | 299.4827 | 299.3899 | 291.03
|  |  | 86 | 0.86 | 299.3899 | 299.2982 | 291.03
|  |  | 87 | 0.87 | 299.2982 | 299.2074 | 291.03
|  |  | 88 | 0.88 | 299.2074 | 299.1176 | 291.03
|  |  | 89 | 0.89 | 299.1176 | 299.0289 | 291.03
|  |  | 90 | 0.9 | 299.0289 | 298.941 | 291.03
|  |  | 91 | 0.91 | 298.941 | 298.8542 | 291.03
|  |  | 92 | 0.92 | 298.8542 | 298.7683 | 291.03
|  |  | 93 | 0.93 | 298.7683 | 298.6834 | 291.03
|  |  | 94 | 0.94 | 298.6834 | 298.5994 | 291.03
|  |  | 95 | 0.95 | 298.5994 | 298.5163 | 291.03
|  |  | 96 | 0.96 | 298.5163 | 298.4341 | 291.03
|  |  | 97 | 0.97 | 298.4341 | 298.3528 | 291.03
|  |  | 98 | 0.98 | 298.3528 | 298.2724 | 291.03
|  |  | 99 | 0.99 | 298.2724 | 298.1929 | 291.03
|  |  | 100 | 1 | 298.1929 | 298.1143 | 291.03
|  |  | 101 | 1.01 | 298.1143 | 298.0365 | 291.03
|  |  | 102 | 1.02 | 298.0365 | 297.9596 | 291.03
|  |  | 103 | 1.03 | 297.9596 | 297.8836 | 291.03
|  |  | 104 | 1.04 | 297.8836 | 297.8083 | 291.03
|  |  | 105 | 1.05 | 297.8083 | 297.7339 | 291.03
|  |  | 106 | 1.06 | 297.7339 | 297.6603 | 291.03
|  |  | 107 | 1.07 | 297.6603 | 297.5876 | 291.03
|  |  | 108 | 1.08 | 297.5876 | 297.5156 | 291.03
|  |  | 109 | 1.09 | 297.5156 | 297.4444 | 291.03
|  |  | 110 | 1.1 | 297.4444 | 297.374 | 291.03
|  |  | 111 | 1.11 | 297.374 | 297.3043 | 291.03
|  |  | 112 | 1.12 | 297.3043 | 297.2355 | 291.03
|  |  | 113 | 1.13 | 297.2355 | 297.1673 | 291.03
|  |  | 114 | 1.14 | 297.1673 | 297.1 | 291.03
|  |  | 115 | 1.15 | 297.1 | 297.0333 | 291.03
|  |  | 116 | 1.16 | 297.0333 | 296.9674 | 291.03
|  |  | 117 | 1.17 | 296.9674 | 296.9023 | 291.03
|  |  | 118 | 1.18 | 296.9023 | 296.8378 | 291.03
|  |  | 119 | 1.19 | 296.8378 | 296.7741 | 291.03
|  |  | 120 | 1.2 | 296.7741 | 296.711 | 291.03
|  |  | 121 | 1.21 | 296.711 | 296.6486 | 291.03
|  |  | 122 | 1.22 | 296.6486 | 296.587 | 291.03
|  |  | 123 | 1.23 | 296.587 | 296.526 | 291.03
|  |  | 124 | 1.24 | 296.526 | 296.4656 | 291.03
|  |  | 125 | 1.25 | 296.4656 | 296.406 | 291.03
|  |  | 126 | 1.26 | 296.406 | 296.347 | 291.03
|  |  | 127 | 1.27 | 296.347 | 296.2886 | 291.03
|  |  | 128 | 1.28 | 296.2886 | 296.2309 | 291.03
|  |  | 129 | 1.29 | 296.2309 | 296.1738 | 291.03
|  |  | 130 | 1.3 | 296.1738 | 296.1173 | 291.03
|  |  | 131 | 1.31 | 296.1173 | 296.0615 | 291.03
|  |  | 132 | 1.32 | 296.0615 | 296.0062 | 291.03
|  |  | 133 | 1.33 | 296.0062 | 295.9516 | 291.03
|  |  | 134 | 1.34 | 295.9516 | 295.8976 | 291.03
|  |  | 135 | 1.35 | 295.8976 | 295.8442 | 291.03
|  |  | 136 | 1.36 | 295.8442 | 295.7913 | 291.03
|  |  | 137 | 1.37 | 295.7913 | 295.7391 | 291.03
|  |  | 138 | 1.38 | 295.7391 | 295.6874 | 291.03
|  |  | 139 | 1.39 | 295.6874 | 295.6362 | 291.03
|  |  | 140 | 1.4 | 295.6362 | 295.5857 | 291.03
|  |  | 141 | 1.41 | 295.5857 | 295.5357 | 291.03
|  |  | 142 | 1.42 | 295.5357 | 295.4862 | 291.03
|  |  | 143 | 1.43 | 295.4862 | 295.4373 | 291.03
|  |  | 144 | 1.44 | 295.4373 | 295.3889 | 291.03
|  |  | 145 | 1.45 | 295.3889 | 295.3411 | 291.03
|  |  | 146 | 1.46 | 295.3411 | 295.2937 | 291.03
|  |  | 147 | 1.47 | 295.2937 | 295.2469 | 291.03
|  |  | 148 | 1.48 | 295.2469 | 295.2007 | 291.03
|  |  | 149 | 1.49 | 295.2007 | 295.1549 | 291.03
|  |  | 150 | 1.5 | 295.1549 | 295.1096 | 291.03
|  |  | 151 | 1.51 | 295.1096 | 295.0648 | 291.03
|  |  | 152 | 1.52 | 295.0648 | 295.0205 | 291.03
|  |  | 153 | 1.53 | 295.0205 | 294.9767 | 291.03
|  |  | 154 | 1.54 | 294.9767 | 294.9334 | 291.03
|  |  | 155 | 1.55 | 294.9334 | 294.8905 | 291.03
|  |  | 156 | 1.56 | 294.8905 | 294.8482 | 291.03
|  |  | 157 | 1.57 | 294.8482 | 294.8063 | 291.03
|  |  | 158 | 1.58 | 294.8063 | 294.7648 | 291.03
|  |  | 159 | 1.59 | 294.7648 | 294.7238 | 291.03
|  |  | 160 | 1.6 | 294.7238 | 294.6833 | 291.03
|  |  | 161 | 1.61 | 294.6833 | 294.6432 | 291.03
|  |  | 162 | 1.62 | 294.6432 | 294.6035 | 291.03
|  |  | 163 | 1.63 | 294.6035 | 294.5643 | 291.03
|  |  | 164 | 1.64 | 294.5643 | 294.5255 | 291.03
|  |  | 165 | 1.65 | 294.5255 | 294.4871 | 291.03
|  |  | 166 | 1.66 | 294.4871 | 294.4492 | 291.03
|  |  | 167 | 1.67 | 294.4492 | 294.4116 | 291.03
|  |  | 168 | 1.68 | 294.4116 | 294.3745 | 291.03
|  |  | 169 | 1.69 | 294.3745 | 294.3378 | 291.03
|  |  | 170 | 1.7 | 294.3378 | 294.3015 | 291.03
|  |  | 171 | 1.71 | 294.3015 | 294.2656 | 291.03
|  |  | 172 | 1.72 | 294.2656 | 294.2301 | 291.03
|  |  | 173 | 1.73 | 294.2301 | 294.1949 | 291.03
|  |  | 174 | 1.74 | 294.1949 | 294.1602 | 291.03
|  |  | 175 | 1.75 | 294.1602 | 294.1258 | 291.03
|  |  | 176 | 1.76 | 294.1258 | 294.0918 | 291.03
|  |  | 177 | 1.77 | 294.0918 | 294.0582 | 291.03
|  |  | 178 | 1.78 | 294.0582 | 294.025 | 291.03
|  |  | 179 | 1.79 | 294.025 | 293.9921 | 291.03
|  |  | 180 | 1.8 | 293.9921 | 293.9596 | 291.03
|  |  | 181 | 1.81 | 293.9596 | 293.9274 | 291.03
|  |  | 182 | 1.82 | 293.9274 | 293.8956 | 291.03
|  |  | 183 | 1.83 | 293.8956 | 293.8642 | 291.03
|  |  | 184 | 1.84 | 293.8642 | 293.8331 | 291.03
|  |  | 185 | 1.85 | 293.8331 | 293.8023 | 291.03
|  |  | 186 | 1.86 | 293.8023 | 293.7719 | 291.03
|  |  | 187 | 1.87 | 293.7719 | 293.7418 | 291.03
|  |  | 188 | 1.88 | 293.7418 | 293.712 | 291.03
|  |  | 189 | 1.89 | 293.712 | 293.6826 | 291.03
|  |  | 190 | 1.9 | 293.6826 | 293.6534 | 291.03
|  |  | 191 | 1.91 | 293.6534 | 293.6246 | 291.03
|  |  | 192 | 1.92 | 293.6246 | 293.5962 | 291.03
|  |  | 193 | 1.93 | 293.5962 | 293.568 | 291.03
|  |  | 194 | 1.94 | 293.568 | 293.5401 | 291.03
|  |  | 195 | 1.95 | 293.5401 | 293.5126 | 291.03
|  |  | 196 | 1.96 | 293.5126 | 293.4853 | 291.03
|  |  | 197 | 1.97 | 293.4853 | 293.4584 | 291.03
|  |  | 198 | 1.98 | 293.4584 | 293.4317 | 291.03
|  |  | 199 | 1.99 | 293.4317 | 293.4054 | 291.03
|  |  | 200 | 2 | 293.4054 | 293.3793 | 291.03
|  |  | 201 | 2.01 | 293.3793 | 293.3535 | 291.03
|  |  | 202 | 2.02 | 293.3535 | 293.328 | 291.03
|  |  | 203 | 2.03 | 293.328 | 293.3028 | 291.03
|  |  | 204 | 2.04 | 293.3028 | 293.2778 | 291.03
|  |  | 205 | 2.05 | 293.2778 | 293.2531 | 291.03
|  |  | 206 | 2.06 | 293.2531 | 293.2287 | 291.03
|  |  | 207 | 2.07 | 293.2287 | 293.2046 | 291.03
|  |  | 208 | 2.08 | 293.2046 | 293.1807 | 291.03
|  |  | 209 | 2.09 | 293.1807 | 293.1571 | 291.03
|  |  | 210 | 2.1 | 293.1571 | 293.1338 | 291.03
|  |  | 211 | 2.11 | 293.1338 | 293.1107 | 291.03
|  |  | 212 | 2.12 | 293.1107 | 293.0878 | 291.03
|  |  | 213 | 2.13 | 293.0878 | 293.0653 | 291.03
|  |  | 214 | 2.14 | 293.0653 | 293.0429 | 291.03
|  |  | 215 | 2.15 | 293.0429 | 293.0208 | 291.03
|  |  | 216 | 2.16 | 293.0208 | 292.999 | 291.03
|  |  | 217 | 2.17 | 292.999 | 292.9773 | 291.03
|  |  | 218 | 2.18 | 292.9773 | 292.956 | 291.03
|  |  | 219 | 2.19 | 292.956 | 292.9348 | 291.03
|  |  | 220 | 2.2 | 292.9348 | 292.9139 | 291.03
|  |  | 221 | 2.21 | 292.9139 | 292.8932 | 291.03
|  |  | 222 | 2.22 | 292.8932 | 292.8728 | 291.03
|  |  | 223 | 2.23 | 292.8728 | 292.8526 | 291.03
|  |  | 224 | 2.24 | 292.8526 | 292.8326 | 291.03
|  |  | 225 | 2.25 | 292.8326 | 292.8128 | 291.03
|  |  | 226 | 2.26 | 292.8128 | 292.7932 | 291.03
|  |  | 227 | 2.27 | 292.7932 | 292.7738 | 291.03
|  |  | 228 | 2.28 | 292.7738 | 292.7547 | 291.03
|  |  | 229 | 2.29 | 292.7547 | 292.7358 | 291.03
|  |  | 230 | 2.3 | 292.7358 | 292.717 | 291.03
|  |  | 231 | 2.31 | 292.717 | 292.6985 | 291.03
|  |  | 232 | 2.32 | 292.6985 | 292.6802 | 291.03
|  |  | 233 | 2.33 | 292.6802 | 292.6621 | 291.03
|  |  | 234 | 2.34 | 292.6621 | 292.6442 | 291.03
|  |  | 235 | 2.35 | 292.6442 | 292.6265 | 291.03
|  |  | 236 | 2.36 | 292.6265 | 292.6089 | 291.03
|  |  | 237 | 2.37 | 292.6089 | 292.5916 | 291.03
|  |  | 238 | 2.38 | 292.5916 | 292.5745 | 291.03
|  |  | 239 | 2.39 | 292.5745 | 292.5575 | 291.03
|  |  | 240 | 2.4 | 292.5575 | 292.5407 | 291.03
|  |  | 241 | 2.41 | 292.5407 | 292.5242 | 291.03
|  |  | 242 | 2.42 | 292.5242 | 292.5078 | 291.03
|  |  | 243 | 2.43 | 292.5078 | 292.4915 | 291.03
|  |  | 244 | 2.44 | 292.4915 | 292.4755 | 291.03
|  |  | 245 | 2.45 | 292.4755 | 292.4596 | 291.03
|  |  | 246 | 2.46 | 292.4596 | 292.4439 | 291.03
|  |  | 247 | 2.47 | 292.4439 | 292.4284 | 291.03
|  |  | 248 | 2.48 | 292.4284 | 292.4131 | 291.03
|  |  | 249 | 2.49 | 292.4131 | 292.3979 | 291.03
|  |  | 250 | 2.5 | 292.3979 | 292.3829 | 291.03
|  |  | 251 | 2.51 | 292.3829 | 292.368 | 291.03
|  |  | 252 | 2.52 | 292.368 | 292.3533 | 291.03
|  |  | 253 | 2.53 | 292.3533 | 292.3388 | 291.03
|  |  | 254 | 2.54 | 292.3388 | 292.3244 | 291.03
|  |  | 255 | 2.55 | 292.3244 | 292.3102 | 291.03
|  |  | 256 | 2.56 | 292.3102 | 292.2962 | 291.03
|  |  | 257 | 2.57 | 292.2962 | 292.2823 | 291.03
|  |  | 258 | 2.58 | 292.2823 | 292.2685 | 291.03
|  |  | 259 | 2.59 | 292.2685 | 292.2549 | 291.03
|  |  | 260 | 2.6 | 292.2549 | 292.2415 | 291.03
|  |  | 261 | 2.61 | 292.2415 | 292.2282 | 291.03
|  |  | 262 | 2.62 | 292.2282 | 292.215 | 291.03
|  |  | 263 | 2.63 | 292.215 | 292.202 | 291.03
|  |  | 264 | 2.64 | 292.202 | 292.1892 | 291.03
|  |  | 265 | 2.65 | 292.1892 | 292.1764 | 291.03
|  |  | 266 | 2.66 | 292.1764 | 292.1639 | 291.03
|  |  | 267 | 2.67 | 292.1639 | 292.1514 | 291.03
|  |  | 268 | 2.68 | 292.1514 | 292.1391 | 291.03
|  |  | 269 | 2.69 | 292.1391 | 292.1269 | 291.03
|  |  | 270 | 2.7 | 292.1269 | 292.1149 | 291.03
|  |  | 271 | 2.71 | 292.1149 | 292.103 | 291.03
|  |  | 272 | 2.72 | 292.103 | 292.0912 | 291.03
|  |  | 273 | 2.73 | 292.0912 | 292.0795 | 291.03
|  |  | 274 | 2.74 | 292.0795 | 292.068 | 291.03
|  |  | 275 | 2.75 | 292.068 | 292.0566 | 291.03
|  |  | 276 | 2.76 | 292.0566 | 292.0454 | 291.03
|  |  | 277 | 2.77 | 292.0454 | 292.0342 | 291.03
|  |  | 278 | 2.78 | 292.0342 | 292.0232 | 291.03
|  |  | 279 | 2.79 | 292.0232 | 292.0123 | 291.03
|  |  | 280 | 2.8 | 292.0123 | 292.0015 | 291.03
|  |  | 281 | 2.81 | 292.0015 | 291.9908 | 291.03
|  |  | 282 | 2.82 | 291.9908 | 291.9803 | 291.03
|  |  | 283 | 2.83 | 291.9803 | 291.9699 | 291.03
|  |  | 284 | 2.84 | 291.9699 | 291.9595 | 291.03
|  |  | 285 | 2.85 | 291.9595 | 291.9493 | 291.03
|  |  | 286 | 2.86 | 291.9493 | 291.9393 | 291.03
|  |  | 287 | 2.87 | 291.9393 | 291.9293 | 291.03
|  |  | 288 | 2.88 | 291.9293 | 291.9194 | 291.03
|  |  | 289 | 2.89 | 291.9194 | 291.9096 | 291.03
|  |  | 290 | 2.9 | 291.9096 | 291.9 | 291.03
|  |  | 291 | 2.91 | 291.9 | 291.8904 | 291.03
|  |  | 292 | 2.92 | 291.8904 | 291.881 | 291.03
|  |  | 293 | 2.93 | 291.881 | 291.8716 | 291.03
|  |  | 294 | 2.94 | 291.8716 | 291.8624 | 291.03
|  |  | 295 | 2.95 | 291.8624 | 291.8533 | 291.03
|  |  | 296 | 2.96 | 291.8533 | 291.8442 | 291.03
|  |  | 297 | 2.97 | 291.8442 | 291.8353 | 291.03
|  |  | 298 | 2.98 | 291.8353 | 291.8265 | 291.03
|  |  | 299 | 2.99 | 291.8265 | 291.8177 | 291.03
|  |  | 300 | 3 | 291.8177 | 291.8091 | 291.03
|  |  | 301 | 3.01 | 291.8091 | 291.8005 | 291.03
|  |  | 302 | 3.02 | 291.8005 | 291.7921 | 291.03
|  |  | 303 | 3.03 | 291.7921 | 291.7837 | 291.03
|  |  | 304 | 3.04 | 291.7837 | 291.7754 | 291.03
|  |  | 305 | 3.05 | 291.7754 | 291.7672 | 291.03
|  |  | 306 | 3.06 | 291.7672 | 291.7591 | 291.03
|  |  | 307 | 3.07 | 291.7591 | 291.7511 | 291.03
|  |  | 308 | 3.08 | 291.7511 | 291.7432 | 291.03
|  |  | 309 | 3.09 | 291.7432 | 291.7354 | 291.03
|  |  | 310 | 3.1 | 291.7354 | 291.7276 | 291.03
|  |  | 311 | 3.11 | 291.7276 | 291.72 | 291.03
|  |  | 312 | 3.12 | 291.72 | 291.7124 | 291.03
|  |  | 313 | 3.13 | 291.7124 | 291.7049 | 291.03
|  |  | 314 | 3.14 | 291.7049 | 291.6975 | 291.03
|  |  | 315 | 3.15 | 291.6975 | 291.6902 | 291.03
|  |  | 316 | 3.16 | 291.6902 | 291.6829 | 291.03
|  |  | 317 | 3.17 | 291.6829 | 291.6758 | 291.03
|  |  | 318 | 3.18 | 291.6758 | 291.6687 | 291.03
|  |  | 319 | 3.19 | 291.6687 | 291.6617 | 291.03
|  |  | 320 | 3.2 | 291.6617 | 291.6547 | 291.03
|  |  | 321 | 3.21 | 291.6547 | 291.6479 | 291.03
|  |  | 322 | 3.22 | 291.6479 | 291.6411 | 291.03
|  |  | 323 | 3.23 | 291.6411 | 291.6344 | 291.03
|  |  | 324 | 3.24 | 291.6344 | 291.6278 | 291.03
|  |  | 325 | 3.25 | 291.6278 | 291.6212 | 291.03
|  |  | 326 | 3.26 | 291.6212 | 291.6147 | 291.03
|  |  | 327 | 3.27 | 291.6147 | 291.6083 | 291.03
|  |  | 328 | 3.28 | 291.6083 | 291.6019 | 291.03
|  |  | 329 | 3.29 | 291.6019 | 291.5957 | 291.03
|  |  | 330 | 3.3 | 291.5957 | 291.5895 | 291.03
|  |  | 331 | 3.31 | 291.5895 | 291.5833 | 291.03
|  |  | 332 | 3.32 | 291.5833 | 291.5772 | 291.03
|  |  | 333 | 3.33 | 291.5772 | 291.5712 | 291.03
|  |  | 334 | 3.34 | 291.5712 | 291.5653 | 291.03
|  |  | 335 | 3.35 | 291.5653 | 291.5594 | 291.03
|  |  | 336 | 3.36 | 291.5594 | 291.5536 | 291.03
|  |  | 337 | 3.37 | 291.5536 | 291.5479 | 291.03
|  |  | 338 | 3.38 | 291.5479 | 291.5422 | 291.03
|  |  | 339 | 3.39 | 291.5422 | 291.5365 | 291.03
|  |  | 340 | 3.4 | 291.5365 | 291.531 | 291.03
|  |  | 341 | 3.41 | 291.531 | 291.5255 | 291.03
|  |  | 342 | 3.42 | 291.5255 | 291.5201 | 291.03
|  |  | 343 | 3.43 | 291.5201 | 291.5147 | 291.03
|  |  | 344 | 3.44 | 291.5147 | 291.5094 | 291.03
|  |  | 345 | 3.45 | 291.5094 | 291.5041 | 291.03
|  |  | 346 | 3.46 | 291.5041 | 291.4989 | 291.03
|  |  | 347 | 3.47 | 291.4989 | 291.4937 | 291.03
|  |  | 348 | 3.48 | 291.4937 | 291.4886 | 291.03
|  |  | 349 | 3.49 | 291.4886 | 291.4836 | 291.03
|  |  | 350 | 3.5 | 291.4836 | 291.4786 | 291.03
|  |  | 351 | 3.51 | 291.4786 | 291.4737 | 291.03
|  |  | 352 | 3.52 | 291.4737 | 291.4688 | 291.03
|  |  | 353 | 3.53 | 291.4688 | 291.464 | 291.03
|  |  | 354 | 3.54 | 291.464 | 291.4593 | 291.03
|  |  | 355 | 3.55 | 291.4593 | 291.4545 | 291.03
|  |  | 356 | 3.56 | 291.4545 | 291.4499 | 291.03
|  |  | 357 | 3.57 | 291.4499 | 291.4453 | 291.03
|  |  | 358 | 3.58 | 291.4453 | 291.4407 | 291.03
|  |  | 359 | 3.59 | 291.4407 | 291.4362 | 291.03
|  |  | 360 | 3.6 | 291.4362 | 291.4318 | 291.03
|  |  | 361 | 3.61 | 291.4318 | 291.4273 | 291.03
|  |  | 362 | 3.62 | 291.4273 | 291.423 | 291.03
|  |  | 363 | 3.63 | 291.423 | 291.4187 | 291.03
|  |  | 364 | 3.64 | 291.4187 | 291.4144 | 291.03
|  |  | 365 | 3.65 | 291.4144 | 291.4102 | 291.03
|  |  | 366 | 3.66 | 291.4102 | 291.406 | 291.03
|  |  | 367 | 3.67 | 291.406 | 291.4019 | 291.03
|  |  | 368 | 3.68 | 291.4019 | 291.3978 | 291.03
|  |  | 369 | 3.69 | 291.3978 | 291.3938 | 291.03
|  |  | 370 | 3.7 | 291.3938 | 291.3898 | 291.03
|  |  | 371 | 3.71 | 291.3898 | 291.3858 | 291.03
|  |  | 372 | 3.72 | 291.3858 | 291.3819 | 291.03
|  |  | 373 | 3.73 | 291.3819 | 291.378 | 291.03
|  |  | 374 | 3.74 | 291.378 | 291.3742 | 291.03
|  |  | 375 | 3.75 | 291.3742 | 291.3704 | 291.03
|  |  | 376 | 3.76 | 291.3704 | 291.3667 | 291.03
|  |  | 377 | 3.77 | 291.3667 | 291.363 | 291.03
|  |  | 378 | 3.78 | 291.363 | 291.3594 | 291.03
|  |  | 379 | 3.79 | 291.3594 | 291.3557 | 291.03
|  |  | 380 | 3.8 | 291.3557 | 291.3522 | 291.03
|  |  | 381 | 3.81 | 291.3522 | 291.3486 | 291.03
|  |  | 382 | 3.82 | 291.3486 | 291.3451 | 291.03
|  |  | 383 | 3.83 | 291.3451 | 291.3417 | 291.03
|  |  | 384 | 3.84 | 291.3417 | 291.3383 | 291.03
|  |  | 385 | 3.85 | 291.3383 | 291.3349 | 291.03
|  |  | 386 | 3.86 | 291.3349 | 291.3315 | 291.03
|  |  | 387 | 3.87 | 291.3315 | 291.3282 | 291.03
|  |  | 388 | 3.88 | 291.3282 | 291.3249 | 291.03
|  |  | 389 | 3.89 | 291.3249 | 291.3217 | 291.03
|  |  | 390 | 3.9 | 291.3217 | 291.3185 | 291.03
|  |  | 391 | 3.91 | 291.3185 | 291.3153 | 291.03
|  |  | 392 | 3.92 | 291.3153 | 291.3122 | 291.03
|  |  | 393 | 3.93 | 291.3122 | 291.3091 | 291.03
|  |  | 394 | 3.94 | 291.3091 | 291.306 | 291.03
|  |  | 395 | 3.95 | 291.306 | 291.303 | 291.03
|  |  | 396 | 3.96 | 291.303 | 291.3 | 291.03
|  |  | 397 | 3.97 | 291.3 | 291.297 | 291.03
|  |  | 398 | 3.98 | 291.297 | 291.2941 | 291.03
|  |  | 399 | 3.99 | 291.2941 | 291.2912 | 291.03
|  |  | 400 | 4 | 291.2912 | 291.2884 | 291.03
|  |  | 401 | 4.01 | 291.2884 | 291.2855 | 291.03
|  |  | 402 | 4.02 | 291.2855 | 291.2827 | 291.03
|  |  | 403 | 4.03 | 291.2827 | 291.2799 | 291.03
|  |  | 404 | 4.04 | 291.2799 | 291.2772 | 291.03
|  |  | 405 | 4.05 | 291.2772 | 291.2745 | 291.03
|  |  | 406 | 4.06 | 291.2745 | 291.2718 | 291.03
|  |  | 407 | 4.07 | 291.2718 | 291.2691 | 291.03
|  |  | 408 | 4.08 | 291.2691 | 291.2665 | 291.03
|  |  | 409 | 4.09 | 291.2665 | 291.2639 | 291.03
|  |  | 410 | 4.1 | 291.2639 | 291.2614 | 291.03
|  |  | 411 | 4.11 | 291.2614 | 291.2588 | 291.03
|  |  | 412 | 4.12 | 291.2588 | 291.2563 | 291.03
|  |  | 413 | 4.13 | 291.2563 | 291.2538 | 291.03
|  |  | 414 | 4.14 | 291.2538 | 291.2514 | 291.03
|  |  | 415 | 4.15 | 291.2514 | 291.2489 | 291.03
|  |  | 416 | 4.16 | 291.2489 | 291.2465 | 291.03
|  |  | 417 | 4.17 | 291.2465 | 291.2442 | 291.03
|  |  | 418 | 4.18 | 291.2442 | 291.2418 | 291.03
|  |  | 419 | 4.19 | 291.2418 | 291.2395 | 291.03
|  |  | 420 | 4.2 | 291.2395 | 291.2372 | 291.03
|  |  | 421 | 4.21 | 291.2372 | 291.2349 | 291.03
|  |  | 422 | 4.22 | 291.2349 | 291.2327 | 291.03
|  |  | 423 | 4.23 | 291.2327 | 291.2304 | 291.03
|  |  | 424 | 4.24 | 291.2304 | 291.2282 | 291.03
|  |  | 425 | 4.25 | 291.2282 | 291.2261 | 291.03
|  |  | 426 | 4.26 | 291.2261 | 291.2239 | 291.03
|  |  | 427 | 4.27 | 291.2239 | 291.2218 | 291.03
|  |  | 428 | 4.28 | 291.2218 | 291.2197 | 291.03
|  |  | 429 | 4.29 | 291.2197 | 291.2176 | 291.03
|  |  | 430 | 4.3 | 291.2176 | 291.2155 | 291.03
|  |  | 431 | 4.31 | 291.2155 | 291.2135 | 291.03
|  |  | 432 | 4.32 | 291.2135 | 291.2115 | 291.03
|  |  | 433 | 4.33 | 291.2115 | 291.2095 | 291.03
|  |  | 434 | 4.34 | 291.2095 | 291.2075 | 291.03
|  |  | 435 | 4.35 | 291.2075 | 291.2056 | 291.03
|  |  | 436 | 4.36 | 291.2056 | 291.2036 | 291.03
|  |  | 437 | 4.37 | 291.2036 | 291.2017 | 291.03
|  |  | 438 | 4.38 | 291.2017 | 291.1998 | 291.03
|  |  | 439 | 4.39 | 291.1998 | 291.198 | 291.03
|  |  | 440 | 4.4 | 291.198 | 291.1961 | 291.03
|  |  | 441 | 4.41 | 291.1961 | 291.1943 | 291.03
|  |  | 442 | 4.42 | 291.1943 | 291.1925 | 291.03
|  |  | 443 | 4.43 | 291.1925 | 291.1907 | 291.03
|  |  | 444 | 4.44 | 291.1907 | 291.189 | 291.03
|  |  | 445 | 4.45 | 291.189 | 291.1872 | 291.03
|  |  | 446 | 4.46 | 291.1872 | 291.1855 | 291.03
|  |  | 447 | 4.47 | 291.1855 | 291.1838 | 291.03
|  |  | 448 | 4.48 | 291.1838 | 291.1821 | 291.03
|  |  | 449 | 4.49 | 291.1821 | 291.1804 | 291.03
|  |  | 450 | 4.5 | 291.1804 | 291.1788 | 291.03
|  |  | 451 | 4.51 | 291.1788 | 291.1771 | 291.03
|  |  | 452 | 4.52 | 291.1771 | 291.1755 | 291.03
|  |  | 453 | 4.53 | 291.1755 | 291.1739 | 291.03
|  |  | 454 | 4.54 | 291.1739 | 291.1723 | 291.03
|  |  | 455 | 4.55 | 291.1723 | 291.1708 | 291.03
|  |  | 456 | 4.56 | 291.1708 | 291.1692 | 291.03
|  |  | 457 | 4.57 | 291.1692 | 291.1677 | 291.03
|  |  | 458 | 4.58 | 291.1677 | 291.1662 | 291.03
|  |  | 459 | 4.59 | 291.1662 | 291.1647 | 291.03
|  |  | 460 | 4.6 | 291.1647 | 291.1632 | 291.03
|  |  | 461 | 4.61 | 291.1632 | 291.1618 | 291.03
|  |  | 462 | 4.62 | 291.1618 | 291.1603 | 291.03
|  |  | 463 | 4.63 | 291.1603 | 291.1589 | 291.03
|  |  | 464 | 4.64 | 291.1589 | 291.1575 | 291.03
|  |  | 465 | 4.65 | 291.1575 | 291.1561 | 291.03
|  |  | 466 | 4.66 | 291.1561 | 291.1547 | 291.03
|  |  | 467 | 4.67 | 291.1547 | 291.1533 | 291.03
|  |  | 468 | 4.68 | 291.1533 | 291.152 | 291.03
|  |  | 469 | 4.69 | 291.152 | 291.1506 | 291.03
|  |  | 470 | 4.7 | 291.1506 | 291.1493 | 291.03
|  |  | 471 | 4.71 | 291.1493 | 291.148 | 291.03
|  |  | 472 | 4.72 | 291.148 | 291.1467 | 291.03
|  |  | 473 | 4.73 | 291.1467 | 291.1454 | 291.03
|  |  | 474 | 4.74 | 291.1454 | 291.1442 | 291.03
|  |  | 475 | 4.75 | 291.1442 | 291.1429 | 291.03
|  |  | 476 | 4.76 | 291.1429 | 291.1417 | 291.03
|  |  | 477 | 4.77 | 291.1417 | 291.1404 | 291.03
|  |  | 478 | 4.78 | 291.1404 | 291.1392 | 291.03
|  |  | 479 | 4.79 | 291.1392 | 291.138 | 291.03
|  |  | 480 | 4.8 | 291.138 | 291.1368 | 291.03
|  |  | 481 | 4.81 | 291.1368 | 291.1357 | 291.03
|  |  | 482 | 4.82 | 291.1357 | 291.1345 | 291.03
|  |  | 483 | 4.83 | 291.1345 | 291.1334 | 291.03
|  |  | 484 | 4.84 | 291.1334 | 291.1322 | 291.03
|  |  | 485 | 4.85 | 291.1322 | 291.1311 | 291.03
|  |  | 486 | 4.86 | 291.1311 | 291.13 | 291.03
|  |  | 487 | 4.87 | 291.13 | 291.1289 | 291.03
|  |  | 488 | 4.88 | 291.1289 | 291.1278 | 291.03
|  |  | 489 | 4.89 | 291.1278 | 291.1267 | 291.03
|  |  | 490 | 4.9 | 291.1267 | 291.1257 | 291.03
|  |  | 491 | 4.91 | 291.1257 | 291.1246 | 291.03
|  |  | 492 | 4.92 | 291.1246 | 291.1236 | 291.03
|  |  | 493 | 4.93 | 291.1236 | 291.1226 | 291.03
|  |  | 494 | 4.94 | 291.1226 | 291.1215 | 291.03
|  |  | 495 | 4.95 | 291.1215 | 291.1205 | 291.03
|  |  | 496 | 4.96 | 291.1205 | 291.1195 | 291.03
|  |  | 497 | 4.97 | 291.1195 | 291.1186 | 291.03
|  |  | 498 | 4.98 | 291.1186 | 291.1176 | 291.03
|  |  | 499 | 4.99 | 291.1176 | 291.1166 | 291.03
|  |  | 500 | 5 | 291.1166 | 291.1157 | 291.03
|  |  | 501 | 5.01 | 291.1157 | 291.1147 | 291.03
|  |  | 502 | 5.02 | 291.1147 | 291.1138 | 291.03
|  |  | 503 | 5.03 | 291.1138 | 291.1129 | 291.03
|  |  | 504 | 5.04 | 291.1129 | 291.112 | 291.03
|  |  | 505 | 5.05 | 291.112 | 291.1111 | 291.03
|  |  | 506 | 5.06 | 291.1111 | 291.1102 | 291.03
|  |  | 507 | 5.07 | 291.1102 | 291.1093 | 291.03
|  |  | 508 | 5.08 | 291.1093 | 291.1084 | 291.03
|  |  | 509 | 5.09 | 291.1084 | 291.1076 | 291.03
|  |  | 510 | 5.1 | 291.1076 | 291.1067 | 291.03
|  |  | 511 | 5.11 | 291.1067 | 291.1059 | 291.03
|  |  | 512 | 5.12 | 291.1059 | 291.105 | 291.03
|  |  | 513 | 5.13 | 291.105 | 291.1042 | 291.03
|  |  | 514 | 5.14 | 291.1042 | 291.1034 | 291.03
|  |  | 515 | 5.15 | 291.1034 | 291.1026 | 291.03
|  |  | 516 | 5.16 | 291.1026 | 291.1018 | 291.03
|  |  | 517 | 5.17 | 291.1018 | 291.101 | 291.03
|  |  | 518 | 5.18 | 291.101 | 291.1002 | 291.03
|  |  | 519 | 5.19 | 291.1002 | 291.0995 | 291.03
|  |  | 520 | 5.2 | 291.0995 | 291.0987 | 291.03
|  |  | 521 | 5.21 | 291.0987 | 291.0979 | 291.03
|  |  | 522 | 5.22 | 291.0979 | 291.0972 | 291.03
|  |  | 523 | 5.23 | 291.0972 | 291.0965 | 291.03
|  |  | 524 | 5.24 | 291.0965 | 291.0957 | 291.03
|  |  | 525 | 5.25 | 291.0957 | 291.095 | 291.03
|  |  | 526 | 5.26 | 291.095 | 291.0943 | 291.03
|  |  | 527 | 5.27 | 291.0943 | 291.0936 | 291.03
|  |  | 528 | 5.28 | 291.0936 | 291.0929 | 291.03
|  |  | 529 | 5.29 | 291.0929 | 291.0922 | 291.03
|  |  | 530 | 5.3 | 291.0922 | 291.0915 | 291.03
|  |  | 531 | 5.31 | 291.0915 | 291.0908 | 291.03
|  |  | 532 | 5.32 | 291.0908 | 291.0902 | 291.03
|  |  | 533 | 5.33 | 291.0902 | 291.0895 | 291.03
|  |  | 534 | 5.34 | 291.0895 | 291.0889 | 291.03
|  |  | 535 | 5.35 | 291.0889 | 291.0882 | 291.03
|  |  | 536 | 5.36 | 291.0882 | 291.0876 | 291.03
|  |  | 537 | 5.37 | 291.0876 | 291.0869 | 291.03
|  |  | 538 | 5.38 | 291.0869 | 291.0863 | 291.03
|  |  | 539 | 5.39 | 291.0863 | 291.0857 | 291.03
|  |  | 540 | 5.4 | 291.0857 | 291.0851 | 291.03
|  |  | 541 | 5.41 | 291.0851 | 291.0845 | 291.03
|  |  | 542 | 5.42 | 291.0845 | 291.0839 | 291.03
|  |  | 543 | 5.43 | 291.0839 | 291.0833 | 291.03
|  |  | 544 | 5.44 | 291.0833 | 291.0827 | 291.03
|  |  | 545 | 5.45 | 291.0827 | 291.0821 | 291.03
|  |  | 546 | 5.46 | 291.0821 | 291.0816 | 291.03
|  |  | 547 | 5.47 | 291.0816 | 291.081 | 291.03
|  |  | 548 | 5.48 | 291.081 | 291.0804 | 291.03
|  |  | 549 | 5.49 | 291.0804 | 291.0799 | 291.03
|  |  | 550 | 5.5 | 291.0799 | 291.0793 | 291.03
|  |  | 551 | 5.51 | 291.0793 | 291.0788 | 291.03
|  |  | 552 | 5.52 | 291.0788 | 291.0783 | 291.03
|  |  | 553 | 5.53 | 291.0783 | 291.0777 | 291.03
|  |  | 554 | 5.54 | 291.0777 | 291.0772 | 291.03
|  |  | 555 | 5.55 | 291.0772 | 291.0767 | 291.03
|  |  | 556 | 5.56 | 291.0767 | 291.0762 | 291.03
|  |  | 557 | 5.57 | 291.0762 | 291.0757 | 291.03
|  |  | 558 | 5.58 | 291.0757 | 291.0752 | 291.03
|  |  | 559 | 5.59 | 291.0752 | 291.0747 | 291.03
|  |  | 560 | 5.6 | 291.0747 | 291.0742 | 291.03
|  |  | 561 | 5.61 | 291.0742 | 291.0737 | 291.03
|  |  | 562 | 5.62 | 291.0737 | 291.0732 | 291.03
|  |  | 563 | 5.63 | 291.0732 | 291.0727 | 291.03
|  |  | 564 | 5.64 | 291.0727 | 291.0723 | 291.03
|  |  | 565 | 5.65 | 291.0723 | 291.0718 | 291.03
|  |  | 566 | 5.66 | 291.0718 | 291.0713 | 291.03
|  |  | 567 | 5.67 | 291.0713 | 291.0709 | 291.03
|  |  | 568 | 5.68 | 291.0709 | 291.0704 | 291.03
|  |  | 569 | 5.69 | 291.0704 | 291.07 | 291.03
|  |  | 570 | 5.7 | 291.07 | 291.0696 | 291.03
|  |  | 571 | 5.71 | 291.0696 | 291.0691 | 291.03
|  |  | 572 | 5.72 | 291.0691 | 291.0687 | 291.03
|  |  | 573 | 5.73 | 291.0687 | 291.0683 | 291.03
|  |  | 574 | 5.74 | 291.0683 | 291.0679 | 291.03
|  |  | 575 | 5.75 | 291.0679 | 291.0674 | 291.03
|  |  | 576 | 5.76 | 291.0674 | 291.067 | 291.03
|  |  | 577 | 5.77 | 291.067 | 291.0666 | 291.03
|  |  | 578 | 5.78 | 291.0666 | 291.0662 | 291.03
|  |  | 579 | 5.79 | 291.0662 | 291.0658 | 291.03
|  |  | 580 | 5.8 | 291.0658 | 291.0654 | 291.03
|  |  | 581 | 5.81 | 291.0654 | 291.065 | 291.03
|  |  | 582 | 5.82 | 291.065 | 291.0647 | 291.03
|  |  | 583 | 5.83 | 291.0647 | 291.0643 | 291.03
|  |  | 584 | 5.84 | 291.0643 | 291.0639 | 291.03
|  |  | 585 | 5.85 | 291.0639 | 291.0635 | 291.03
|  |  | 586 | 5.86 | 291.0635 | 291.0632 | 291.03
|  |  | 587 | 5.87 | 291.0632 | 291.0628 | 291.03
|  |  | 588 | 5.88 | 291.0628 | 291.0624 | 291.03
|  |  | 589 | 5.89 | 291.0624 | 291.0621 | 291.03
|  |  | 590 | 5.9 | 291.0621 | 291.0617 | 291.03
|  |  | 591 | 5.91 | 291.0617 | 291.0614 | 291.03
|  |  | 592 | 5.92 | 291.0614 | 291.061 | 291.03
|  |  | 593 | 5.93 | 291.061 | 291.0607 | 291.03
|  |  | 594 | 5.94 | 291.0607 | 291.0604 | 291.03
|  |  | 595 | 5.95 | 291.0604 | 291.06 | 291.03
|  |  | 596 | 5.96 | 291.06 | 291.0597 | 291.03
|  |  | 597 | 5.97 | 291.0597 | 291.0594 | 291.03
|  |  | 598 | 5.98 | 291.0594 | 291.059 | 291.03
|  |  | 599 | 5.99 | 291.059 | 291.0587 | 291.03
|  |  | 600 | 6 | 291.0587 | 291.0584 | 291.03
|  |  | 601 | 6.01 | 291.0584 | 291.0581 | 291.03
|  |  | 602 | 6.02 | 291.0581 | 291.0578 | 291.03
|  |  | 603 | 6.03 | 291.0578 | 291.0575 | 291.03
|  |  | 604 | 6.04 | 291.0575 | 291.0572 | 291.03
|  |  | 605 | 6.05 | 291.0572 | 291.0569 | 291.03
|  |  | 606 | 6.06 | 291.0569 | 291.0566 | 291.03
|  |  | 607 | 6.07 | 291.0566 | 291.0563 | 291.03
|  |  | 608 | 6.08 | 291.0563 | 291.056 | 291.03
|  |  | 609 | 6.09 | 291.056 | 291.0557 | 291.03
|  |  | 610 | 6.1 | 291.0557 | 291.0554 | 291.03
|  |  | 611 | 6.11 | 291.0554 | 291.0552 | 291.03
|  |  | 612 | 6.12 | 291.0552 | 291.0549 | 291.03
|  |  | 613 | 6.13 | 291.0549 | 291.0546 | 291.03
|  |  | 614 | 6.14 | 291.0546 | 291.0543 | 291.03
|  |  | 615 | 6.15 | 291.0543 | 291.0541 | 291.03
|  |  | 616 | 6.16 | 291.0541 | 291.0538 | 291.03
|  |  | 617 | 6.17 | 291.0538 | 291.0536 | 291.03
|  |  | 618 | 6.18 | 291.0536 | 291.0533 | 291.03
|  |  | 619 | 6.19 | 291.0533 | 291.053 | 291.03
|  |  | 620 | 6.2 | 291.053 | 291.0528 | 291.03
|  |  | 621 | 6.21 | 291.0528 | 291.0525 | 291.03
|  |  | 622 | 6.22 | 291.0525 | 291.0523 | 291.03
|  |  | 623 | 6.23 | 291.0523 | 291.052 | 291.03
|  |  | 624 | 6.24 | 291.052 | 291.0518 | 291.03
|  |  | 625 | 6.25 | 291.0518 | 291.0516 | 291.03
|  |  | 626 | 6.26 | 291.0516 | 291.0513 | 291.03
|  |  | 627 | 6.27 | 291.0513 | 291.0511 | 291.03
|  |  | 628 | 6.28 | 291.0511 | 291.0509 | 291.03
|  |  | 629 | 6.29 | 291.0509 | 291.0506 | 291.03
|  |  | 630 | 6.3 | 291.0506 | 291.0504 | 291.03
|  |  | 631 | 6.31 | 291.0504 | 291.0502 | 291.03
|  |  | 632 | 6.32 | 291.0502 | 291.05 | 291.03
|  |  | 633 | 6.33 | 291.05 | 291.0497 | 291.03
|  |  | 634 | 6.34 | 291.0497 | 291.0495 | 291.03
|  |  | 635 | 6.35 | 291.0495 | 291.0493 | 291.03
|  |  | 636 | 6.36 | 291.0493 | 291.0491 | 291.03
|  |  | 637 | 6.37 | 291.0491 | 291.0489 | 291.03
|  |  | 638 | 6.38 | 291.0489 | 291.0487 | 291.03
|  |  | 639 | 6.39 | 291.0487 | 291.0485 | 291.03
|  |  | 640 | 6.4 | 291.0485 | 291.0483 | 291.03
|  |  | 641 | 6.41 | 291.0483 | 291.0481 | 291.03
|  |  | 642 | 6.42 | 291.0481 | 291.0479 | 291.03
|  |  | 643 | 6.43 | 291.0479 | 291.0477 | 291.03
|  |  | 644 | 6.44 | 291.0477 | 291.0475 | 291.03
|  |  | 645 | 6.45 | 291.0475 | 291.0473 | 291.03
|  |  | 646 | 6.46 | 291.0473 | 291.0471 | 291.03
|  |  | 647 | 6.47 | 291.0471 | 291.0469 | 291.03
|  |  | 648 | 6.48 | 291.0469 | 291.0467 | 291.03
|  |  | 649 | 6.49 | 291.0467 | 291.0465 | 291.03
|  |  | 650 | 6.5 | 291.0465 | 291.0464 | 291.03
|  |  | 651 | 6.51 | 291.0464 | 291.0462 | 291.03
|  |  | 652 | 6.52 | 291.0462 | 291.046 | 291.03
|  |  | 653 | 6.53 | 291.046 | 291.0458 | 291.03
|  |  | 654 | 6.54 | 291.0458 | 291.0457 | 291.03
|  |  | 655 | 6.55 | 291.0457 | 291.0455 | 291.03
|  |  | 656 | 6.56 | 291.0455 | 291.0453 | 291.03
|  |  | 657 | 6.57 | 291.0453 | 291.0451 | 291.03
|  |  | 658 | 6.58 | 291.0451 | 291.045 | 291.03
|  |  | 659 | 6.59 | 291.045 | 291.0448 | 291.03
|  |  | 660 | 6.6 | 291.0448 | 291.0447 | 291.03
|  |  | 661 | 6.61 | 291.0447 | 291.0445 | 291.03
|  |  | 662 | 6.62 | 291.0445 | 291.0443 | 291.03
|  |  | 663 | 6.63 | 291.0443 | 291.0442 | 291.03
|  |  | 664 | 6.64 | 291.0442 | 291.044 | 291.03
|  |  | 665 | 6.65 | 291.044 | 291.0439 | 291.03
|  |  | 666 | 6.66 | 291.0439 | 291.0437 | 291.03
|  |  | 667 | 6.67 | 291.0437 | 291.0436 | 291.03
|  |  | 668 | 6.68 | 291.0436 | 291.0434 | 291.03
|  |  | 669 | 6.69 | 291.0434 | 291.0433 | 291.03
|  |  | 670 | 6.7 | 291.0433 | 291.0431 | 291.03
|  |  | 671 | 6.71 | 291.0431 | 291.043 | 291.03
|  |  | 672 | 6.72 | 291.043 | 291.0428 | 291.03
|  |  | 673 | 6.73 | 291.0428 | 291.0427 | 291.03
|  |  | 674 | 6.74 | 291.0427 | 291.0426 | 291.03
|  |  | 675 | 6.75 | 291.0426 | 291.0424 | 291.03
|  |  | 676 | 6.76 | 291.0424 | 291.0423 | 291.03
|  |  | 677 | 6.77 | 291.0423 | 291.0421 | 291.03
|  |  | 678 | 6.78 | 291.0421 | 291.042 | 291.03
|  |  | 679 | 6.79 | 291.042 | 291.0419 | 291.03
|  |  | 680 | 6.8 | 291.0419 | 291.0417 | 291.03
|  |  | 681 | 6.81 | 291.0417 | 291.0416 | 291.03
|  |  | 682 | 6.82 | 291.0416 | 291.0415 | 291.03
|  |  | 683 | 6.83 | 291.0415 | 291.0414 | 291.03
|  |  | 684 | 6.84 | 291.0414 | 291.0412 | 291.03
|  |  | 685 | 6.85 | 291.0412 | 291.0411 | 291.03
|  |  | 686 | 6.86 | 291.0411 | 291.041 | 291.03
|  |  | 687 | 6.87 | 291.041 | 291.0409 | 291.03
|  |  | 688 | 6.88 | 291.0409 | 291.0408 | 291.03
|  |  | 689 | 6.89 | 291.0408 | 291.0406 | 291.03
|  |  | 690 | 6.9 | 291.0406 | 291.0405 | 291.03
|  |  | 691 | 6.91 | 291.0405 | 291.0404 | 291.03
|  |  | 692 | 6.92 | 291.0404 | 291.0403 | 291.03
|  |  | 693 | 6.93 | 291.0403 | 291.0402 | 291.03
|  |  | 694 | 6.94 | 291.0402 | 291.0401 | 291.03
|  |  | 695 | 6.95 | 291.0401 | 291.04 | 291.03
|  |  | 696 | 6.96 | 291.04 | 291.0398 | 291.03
|  |  | 697 | 6.97 | 291.0398 | 291.0397 | 291.03
|  |  | 698 | 6.98 | 291.0397 | 291.0396 | 291.03
|  |  | 699 | 6.99 | 291.0396 | 291.0395 | 291.03
|  |  | 700 | 7 | 291.0395 | 291.0394 | 291.03
|  |  | 701 | 7.01 | 291.0394 | 291.0393 | 291.03
|  |  | 702 | 7.02 | 291.0393 | 291.0392 | 291.03
|  |  | 703 | 7.03 | 291.0392 | 291.0391 | 291.03
|  |  | 704 | 7.04 | 291.0391 | 291.039 | 291.03
|  |  | 705 | 7.05 | 291.039 | 291.0389 | 291.03
|  |  | 706 | 7.06 | 291.0389 | 291.0388 | 291.03
|  |  | 707 | 7.07 | 291.0388 | 291.0387 | 291.03
|  |  | 708 | 7.08 | 291.0387 | 291.0386 | 291.03
|  |  | 709 | 7.09 | 291.0386 | 291.0385 | 291.03
|  |  | 710 | 7.1 | 291.0385 | 291.0384 | 291.03
|  |  | 711 | 7.11 | 291.0384 | 291.0383 | 291.03
|  |  | 712 | 7.12 | 291.0383 | 291.0383 | 291.03
|  |  | 713 | 7.13 | 291.0383 | 291.0382 | 291.03
|  |  | 714 | 7.14 | 291.0382 | 291.0381 | 291.03
|  |  | 715 | 7.15 | 291.0381 | 291.038 | 291.03
|  |  | 716 | 7.16 | 291.038 | 291.0379 | 291.03
|  |  | 717 | 7.17 | 291.0379 | 291.0378 | 291.03
|  |  | 718 | 7.18 | 291.0378 | 291.0377 | 291.03
|  |  | 719 | 7.19 | 291.0377 | 291.0376 | 291.03
|  |  | 720 | 7.2 | 291.0376 | 291.0376 | 291.03
|  |  | 721 | 7.21 | 291.0376 | 291.0375 | 291.03
|  |  | 722 | 7.22 | 291.0375 | 291.0374 | 291.03
|  |  | 723 | 7.23 | 291.0374 | 291.0373 | 291.03
|  |  | 724 | 7.24 | 291.0373 | 291.0372 | 291.03
|  |  | 725 | 7.25 | 291.0372 | 291.0371 | 291.03
|  |  | 726 | 7.26 | 291.0371 | 291.0371 | 291.03
|  |  | 727 | 7.27 | 291.0371 | 291.037 | 291.03
|  |  | 728 | 7.28 | 291.037 | 291.0369 | 291.03
|  |  | 729 | 7.29 | 291.0369 | 291.0368 | 291.03
|  |  | 730 | 7.3 | 291.0368 | 291.0368 | 291.03
|  |  | 731 | 7.31 | 291.0368 | 291.0367 | 291.03
|  |  | 732 | 7.32 | 291.0367 | 291.0366 | 291.03
|  |  | 733 | 7.33 | 291.0366 | 291.0365 | 291.03
|  |  | 734 | 7.34 | 291.0365 | 291.0365 | 291.03
|  |  | 735 | 7.35 | 291.0365 | 291.0364 | 291.03
|  |  | 736 | 7.36 | 291.0364 | 291.0363 | 291.03
|  |  | 737 | 7.37 | 291.0363 | 291.0363 | 291.03
|  |  | 738 | 7.38 | 291.0363 | 291.0362 | 291.03
|  |  | 739 | 7.39 | 291.0362 | 291.0361 | 291.03
|  |  | 740 | 7.4 | 291.0361 | 291.0361 | 291.03
|  |  | 741 | 7.41 | 291.0361 | 291.036 | 291.03
|  |  | 742 | 7.42 | 291.036 | 291.0359 | 291.03
|  |  | 743 | 7.43 | 291.0359 | 291.0359 | 291.03
|  |  | 744 | 7.44 | 291.0359 | 291.0358 | 291.03
|  |  | 745 | 7.45 | 291.0358 | 291.0357 | 291.03
|  |  | 746 | 7.46 | 291.0357 | 291.0357 | 291.03
|  |  | 747 | 7.47 | 291.0357 | 291.0356 | 291.03
|  |  | 748 | 7.48 | 291.0356 | 291.0355 | 291.03
|  |  | 749 | 7.49 | 291.0355 | 291.0355 | 291.03
|  |  | 750 | 7.5 | 291.0355 | 291.0354 | 291.03
|  |  | 751 | 7.51 | 291.0354 | 291.0354 | 291.03
|  |  | 752 | 7.52 | 291.0354 | 291.0353 | 291.03
|  |  | 753 | 7.53 | 291.0353 | 291.0352 | 291.03
|  |  | 754 | 7.54 | 291.0352 | 291.0352 | 291.03
|  |  | 755 | 7.55 | 291.0352 | 291.0351 | 291.03
|  |  | 756 | 7.56 | 291.0351 | 291.0351 | 291.03
|  |  | 757 | 7.57 | 291.0351 | 291.035 | 291.03
|  |  | 758 | 7.58 | 291.035 | 291.035 | 291.03
|  |  | 759 | 7.59 | 291.035 | 291.0349 | 291.03
|  |  | 760 | 7.6 | 291.0349 | 291.0349 | 291.03
|  |  | 761 | 7.61 | 291.0349 | 291.0348 | 291.03
|  |  | 762 | 7.62 | 291.0348 | 291.0348 | 291.03
|  |  | 763 | 7.63 | 291.0348 | 291.0347 | 291.03
|  |  | 764 | 7.64 | 291.0347 | 291.0346 | 291.03
|  |  | 765 | 7.65 | 291.0346 | 291.0346 | 291.03
|  |  | 766 | 7.66 | 291.0346 | 291.0345 | 291.03
|  |  | 767 | 7.67 | 291.0345 | 291.0345 | 291.03
|  |  | 768 | 7.68 | 291.0345 | 291.0344 | 291.03
|  |  | 769 | 7.69 | 291.0344 | 291.0344 | 291.03
|  |  | 770 | 7.7 | 291.0344 | 291.0344 | 291.03
|  |  | 771 | 7.71 | 291.0344 | 291.0343 | 291.03
|  |  | 772 | 7.72 | 291.0343 | 291.0343 | 291.03
|  |  | 773 | 7.73 | 291.0343 | 291.0342 | 291.03
|  |  | 774 | 7.74 | 291.0342 | 291.0342 | 291.03
|  |  | 775 | 7.75 | 291.0342 | 291.0341 | 291.03
|  |  | 776 | 7.76 | 291.0341 | 291.0341 | 291.03
|  |  | 777 | 7.77 | 291.0341 | 291.034 | 291.03
|  |  | 778 | 7.78 | 291.034 | 291.034 | 291.03
|  |  | 779 | 7.79 | 291.034 | 291.0339 | 291.03
|  |  | 780 | 7.8 | 291.0339 | 291.0339 | 291.03
|  |  | 781 | 7.81 | 291.0339 | 291.0339 | 291.03
|  |  | 782 | 7.82 | 291.0339 | 291.0338 | 291.03
|  |  | 783 | 7.83 | 291.0338 | 291.0338 | 291.03
|  |  | 784 | 7.84 | 291.0338 | 291.0337 | 291.03
|  |  | 785 | 7.85 | 291.0337 | 291.0337 | 291.03
|  |  | 786 | 7.86 | 291.0337 | 291.0336 | 291.03
|  |  | 787 | 7.87 | 291.0336 | 291.0336 | 291.03
|  |  | 788 | 7.88 | 291.0336 | 291.0336 | 291.03
|  |  | 789 | 7.89 | 291.0336 | 291.0335 | 291.03
|  |  | 790 | 7.9 | 291.0335 | 291.0335 | 291.03
|  |  | 791 | 7.91 | 291.0335 | 291.0335 | 291.03
|  |  | 792 | 7.92 | 291.0335 | 291.0334 | 291.03
|  |  | 793 | 7.93 | 291.0334 | 291.0334 | 291.03
|  |  | 794 | 7.94 | 291.0334 | 291.0333 | 291.03
|  |  | 795 | 7.95 | 291.0333 | 291.0333 | 291.03
|  |  | 796 | 7.96 | 291.0333 | 291.0333 | 291.03
|  |  | 797 | 7.97 | 291.0333 | 291.0332 | 291.03
|  |  | 798 | 7.98 | 291.0332 | 291.0332 | 291.03
|  |  | 799 | 7.99 | 291.0332 | 291.0332 | 291.03
|  |  | 800 | 8 | 291.0332 | 291.0331 | 291.03
|  |  | 801 | 8.01 | 291.0331 | 291.0331 | 291.03
|  |  | 802 | 8.02 | 291.0331 | 291.0331 | 291.03
|  |  | 803 | 8.03 | 291.0331 | 291.033 | 291.03
|  |  | 804 | 8.04 | 291.033 | 291.033 | 291.03
|  |  | 805 | 8.05 | 291.033 | 291.033 | 291.03
|  |  | 806 | 8.06 | 291.033 | 291.0329 | 291.03
|  |  | 807 | 8.07 | 291.0329 | 291.0329 | 291.03
|  |  | 808 | 8.08 | 291.0329 | 291.0329 | 291.03
|  |  | 809 | 8.09 | 291.0329 | 291.0328 | 291.03
|  |  | 810 | 8.1 | 291.0328 | 291.0328 | 291.03
|  |  | 811 | 8.11 | 291.0328 | 291.0328 | 291.03
|  |  | 812 | 8.12 | 291.0328 | 291.0327 | 291.03
|  |  | 813 | 8.13 | 291.0327 | 291.0327 | 291.03
|  |  | 814 | 8.14 | 291.0327 | 291.0327 | 291.03
|  |  | 815 | 8.15 | 291.0327 | 291.0326 | 291.03
|  |  | 816 | 8.16 | 291.0326 | 291.0326 | 291.03
|  |  | 817 | 8.17 | 291.0326 | 291.0326 | 291.03
|  |  | 818 | 8.18 | 291.0326 | 291.0326 | 291.03
|  |  | 819 | 8.19 | 291.0326 | 291.0325 | 291.03
|  |  | 820 | 8.2 | 291.0325 | 291.0325 | 291.03
|  |  | 821 | 8.21 | 291.0325 | 291.0325 | 291.03
|  |  | 822 | 8.22 | 291.0325 | 291.0325 | 291.03
|  |  | 823 | 8.23 | 291.0325 | 291.0324 | 291.03
|  |  | 824 | 8.24 | 291.0324 | 291.0324 | 291.03
|  |  | 825 | 8.25 | 291.0324 | 291.0324 | 291.03
|  |  | 826 | 8.26 | 291.0324 | 291.0323 | 291.03
|  |  | 827 | 8.27 | 291.0323 | 291.0323 | 291.03
|  |  | 828 | 8.28 | 291.0323 | 291.0323 | 291.03
|  |  | 829 | 8.29 | 291.0323 | 291.0323 | 291.03
|  |  | 830 | 8.3 | 291.0323 | 291.0322 | 291.03
|  |  | 831 | 8.31 | 291.0322 | 291.0322 | 291.03
|  |  | 832 | 8.32 | 291.0322 | 291.0322 | 291.03
|  |  | 833 | 8.33 | 291.0322 | 291.0322 | 291.03
|  |  | 834 | 8.34 | 291.0322 | 291.0321 | 291.03
|  |  | 835 | 8.35 | 291.0321 | 291.0321 | 291.03
|  |  | 836 | 8.36 | 291.0321 | 291.0321 | 291.03
|  |  | 837 | 8.37 | 291.0321 | 291.0321 | 291.03
|  |  | 838 | 8.38 | 291.0321 | 291.0321 | 291.03
|  |  | 839 | 8.39 | 291.0321 | 291.032 | 291.03
|  |  | 840 | 8.4 | 291.032 | 291.032 | 291.03
|  |  | 841 | 8.41 | 291.032 | 291.032 | 291.03
|  |  | 842 | 8.42 | 291.032 | 291.032 | 291.03
|  |  | 843 | 8.43 | 291.032 | 291.0319 | 291.03
|  |  | 844 | 8.44 | 291.0319 | 291.0319 | 291.03
|  |  | 845 | 8.45 | 291.0319 | 291.0319 | 291.03
|  |  | 846 | 8.46 | 291.0319 | 291.0319 | 291.03
|  |  | 847 | 8.47 | 291.0319 | 291.0319 | 291.03
|  |  | 848 | 8.48 | 291.0319 | 291.0318 | 291.03
|  |  | 849 | 8.49 | 291.0318 | 291.0318 | 291.03
|  |  | 850 | 8.5 | 291.0318 | 291.0318 | 291.03
|  |  | 851 | 8.51 | 291.0318 | 291.0318 | 291.03
|  |  | 852 | 8.52 | 291.0318 | 291.0318 | 291.03
|  |  | 853 | 8.53 | 291.0318 | 291.0317 | 291.03
|  |  | 854 | 8.54 | 291.0317 | 291.0317 | 291.03
|  |  | 855 | 8.55 | 291.0317 | 291.0317 | 291.03
|  |  | 856 | 8.56 | 291.0317 | 291.0317 | 291.03
|  |  | 857 | 8.57 | 291.0317 | 291.0317 | 291.03
|  |  | 858 | 8.58 | 291.0317 | 291.0316 | 291.03
|  |  | 859 | 8.59 | 291.0316 | 291.0316 | 291.03
|  |  | 860 | 8.6 | 291.0316 | 291.0316 | 291.03
|  |  | 861 | 8.61 | 291.0316 | 291.0316 | 291.03
|  |  | 862 | 8.62 | 291.0316 | 291.0316 | 291.03
|  |  | 863 | 8.63 | 291.0316 | 291.0316 | 291.03
|  |  | 864 | 8.64 | 291.0316 | 291.0315 | 291.03
|  |  | 865 | 8.65 | 291.0315 | 291.0315 | 291.03
|  |  | 866 | 8.66 | 291.0315 | 291.0315 | 291.03
|  |  | 867 | 8.67 | 291.0315 | 291.0315 | 291.03
|  |  | 868 | 8.68 | 291.0315 | 291.0315 | 291.03
|  |  | 869 | 8.69 | 291.0315 | 291.0315 | 291.03
|  |  | 870 | 8.7 | 291.0315 | 291.0314 | 291.03
|  |  | 871 | 8.71 | 291.0314 | 291.0314 | 291.03
|  |  | 872 | 8.72 | 291.0314 | 291.0314 | 291.03
|  |  | 873 | 8.73 | 291.0314 | 291.0314 | 291.03
|  |  | 874 | 8.74 | 291.0314 | 291.0314 | 291.03
|  |  | 875 | 8.75 | 291.0314 | 291.0314 | 291.03
|  |  | 876 | 8.76 | 291.0314 | 291.0314 | 291.03
|  |  | 877 | 8.77 | 291.0314 | 291.0313 | 291.03
|  |  | 878 | 8.78 | 291.0313 | 291.0313 | 291.03
|  |  | 879 | 8.79 | 291.0313 | 291.0313 | 291.03
|  |  | 880 | 8.8 | 291.0313 | 291.0313 | 291.03
|  |  | 881 | 8.81 | 291.0313 | 291.0313 | 291.03
|  |  | 882 | 8.82 | 291.0313 | 291.0313 | 291.03
|  |  | 883 | 8.83 | 291.0313 | 291.0312 | 291.03
|  |  | 884 | 8.84 | 291.0312 | 291.0312 | 291.03
|  |  | 885 | 8.85 | 291.0312 | 291.0312 | 291.03
|  |  | 886 | 8.86 | 291.0312 | 291.0312 | 291.03
|  |  | 887 | 8.87 | 291.0312 | 291.0312 | 291.03
|  |  | 888 | 8.88 | 291.0312 | 291.0312 | 291.03
|  |  | 889 | 8.89 | 291.0312 | 291.0312 | 291.03
|  |  | 890 | 8.9 | 291.0312 | 291.0312 | 291.03
|  |  | 891 | 8.91 | 291.0312 | 291.0311 | 291.03
|  |  | 892 | 8.92 | 291.0311 | 291.0311 | 291.03
|  |  | 893 | 8.93 | 291.0311 | 291.0311 | 291.03
|  |  | 894 | 8.94 | 291.0311 | 291.0311 | 291.03
|  |  | 895 | 8.95 | 291.0311 | 291.0311 | 291.03
|  |  | 896 | 8.96 | 291.0311 | 291.0311 | 291.03
|  |  | 897 | 8.97 | 291.0311 | 291.0311 | 291.03
|  |  | 898 | 8.98 | 291.0311 | 291.0311 | 291.03
|  |  | 899 | 8.99 | 291.0311 | 291.031 | 291.03
|  |  | 900 | 9 | 291.031 | 291.031 | 291.03
|  |  | 901 | 9.01 | 291.031 | 291.031 | 291.03
|  |  | 902 | 9.02 | 291.031 | 291.031 | 291.03
|  |  | 903 | 9.03 | 291.031 | 291.031 | 291.03
|  |  | 904 | 9.04 | 291.031 | 291.031 | 291.03
|  |  | 905 | 9.05 | 291.031 | 291.031 | 291.03
|  |  | 906 | 9.06 | 291.031 | 291.031 | 291.03
|  |  | 907 | 9.07 | 291.031 | 291.031 | 291.03
|  |  | 908 | 9.08 | 291.031 | 291.0309 | 291.03
|  |  | 909 | 9.09 | 291.0309 | 291.0309 | 291.03
|  |  | 910 | 9.1 | 291.0309 | 291.0309 | 291.03
|  |  | 911 | 9.11 | 291.0309 | 291.0309 | 291.03
|  |  | 912 | 9.12 | 291.0309 | 291.0309 | 291.03
|  |  | 913 | 9.13 | 291.0309 | 291.0309 | 291.03
|  |  | 914 | 9.14 | 291.0309 | 291.0309 | 291.03
|  |  | 915 | 9.15 | 291.0309 | 291.0309 | 291.03
|  |  | 916 | 9.16 | 291.0309 | 291.0309 | 291.03
|  |  | 917 | 9.17 | 291.0309 | 291.0309 | 291.03
|  |  | 918 | 9.18 | 291.0309 | 291.0308 | 291.03
|  |  | 919 | 9.19 | 291.0308 | 291.0308 | 291.03
|  |  | 920 | 9.2 | 291.0308 | 291.0308 | 291.03
|  |  | 921 | 9.21 | 291.0308 | 291.0308 | 291.03
|  |  | 922 | 9.22 | 291.0308 | 291.0308 | 291.03
|  |  | 923 | 9.23 | 291.0308 | 291.0308 | 291.03
|  |  | 924 | 9.24 | 291.0308 | 291.0308 | 291.03
|  |  | 925 | 9.25 | 291.0308 | 291.0308 | 291.03
|  |  | 926 | 9.26 | 291.0308 | 291.0308 | 291.03
|  |  | 927 | 9.27 | 291.0308 | 291.0308 | 291.03
|  |  | 928 | 9.28 | 291.0308 | 291.0308 | 291.03
|  |  | 929 | 9.29 | 291.0308 | 291.0308 | 291.03
|  |  | 930 | 9.3 | 291.0308 | 291.0307 | 291.03
|  |  | 931 | 9.31 | 291.0307 | 291.0307 | 291.03
|  |  | 932 | 9.32 | 291.0307 | 291.0307 | 291.03
|  |  | 933 | 9.33 | 291.0307 | 291.0307 | 291.03
|  |  | 934 | 9.34 | 291.0307 | 291.0307 | 291.03
|  |  | 935 | 9.35 | 291.0307 | 291.0307 | 291.03
|  |  | 936 | 9.36 | 291.0307 | 291.0307 | 291.03
|  |  | 937 | 9.37 | 291.0307 | 291.0307 | 291.03
|  |  | 938 | 9.38 | 291.0307 | 291.0307 | 291.03
|  |  | 939 | 9.39 | 291.0307 | 291.0307 | 291.03
|  |  | 940 | 9.4 | 291.0307 | 291.0307 | 291.03
|  |  | 941 | 9.41 | 291.0307 | 291.0307 | 291.03
|  |  | 942 | 9.42 | 291.0307 | 291.0307 | 291.03
|  |  | 943 | 9.43 | 291.0307 | 291.0306 | 291.03
|  |  | 944 | 9.44 | 291.0306 | 291.0306 | 291.03
|  |  | 945 | 9.45 | 291.0306 | 291.0306 | 291.03
|  |  | 946 | 9.46 | 291.0306 | 291.0306 | 291.03
|  |  | 947 | 9.47 | 291.0306 | 291.0306 | 291.03
|  |  | 948 | 9.48 | 291.0306 | 291.0306 | 291.03
|  |  | 949 | 9.49 | 291.0306 | 291.0306 | 291.03
|  |  | 950 | 9.5 | 291.0306 | 291.0306 | 291.03
|  |  | 951 | 9.51 | 291.0306 | 291.0306 | 291.03
|  |  | 952 | 9.52 | 291.0306 | 291.0306 | 291.03
|  |  | 953 | 9.53 | 291.0306 | 291.0306 | 291.03
|  |  | 954 | 9.54 | 291.0306 | 291.0306 | 291.03
|  |  | 955 | 9.55 | 291.0306 | 291.0306 | 291.03
|  |  | 956 | 9.56 | 291.0306 | 291.0306 | 291.03
|  |  | 957 | 9.57 | 291.0306 | 291.0306 | 291.03
|  |  | 958 | 9.58 | 291.0306 | 291.0305 | 291.03
|  |  | 959 | 9.59 | 291.0305 | 291.0305 | 291.03
|  |  | 960 | 9.6 | 291.0305 | 291.0305 | 291.03
|  |  | 961 | 9.61 | 291.0305 | 291.0305 | 291.03
|  |  | 962 | 9.62 | 291.0305 | 291.0305 | 291.03
|  |  | 963 | 9.63 | 291.0305 | 291.0305 | 291.03
|  |  | 964 | 9.64 | 291.0305 | 291.0305 | 291.03
|  |  | 965 | 9.65 | 291.0305 | 291.0305 | 291.03
|  |  | 966 | 9.66 | 291.0305 | 291.0305 | 291.03
|  |  | 967 | 9.67 | 291.0305 | 291.0305 | 291.03
|  |  | 968 | 9.68 | 291.0305 | 291.0305 | 291.03
|  |  | 969 | 9.69 | 291.0305 | 291.0305 | 291.03
|  |  | 970 | 9.7 | 291.0305 | 291.0305 | 291.03
|  |  | 971 | 9.71 | 291.0305 | 291.0305 | 291.03
|  |  | 972 | 9.72 | 291.0305 | 291.0305 | 291.03
|  |  | 973 | 9.73 | 291.0305 | 291.0305 | 291.03
|  |  | 974 | 9.74 | 291.0305 | 291.0305 | 291.03
|  |  | 975 | 9.75 | 291.0305 | 291.0305 | 291.03
|  |  | 976 | 9.76 | 291.0305 | 291.0304 | 291.03
|  |  | 977 | 9.77 | 291.0304 | 291.0304 | 291.03
|  |  | 978 | 9.78 | 291.0304 | 291.0304 | 291.03
|  |  | 979 | 9.79 | 291.0304 | 291.0304 | 291.03
|  |  | 980 | 9.8 | 291.0304 | 291.0304 | 291.03
|  |  | 981 | 9.81 | 291.0304 | 291.0304 | 291.03
|  |  | 982 | 9.82 | 291.0304 | 291.0304 | 291.03
|  |  | 983 | 9.83 | 291.0304 | 291.0304 | 291.03
|  |  | 984 | 9.84 | 291.0304 | 291.0304 | 291.03
|  |  | 985 | 9.85 | 291.0304 | 291.0304 | 291.03
|  |  | 986 | 9.86 | 291.0304 | 291.0304 | 291.03
|  |  | 987 | 9.87 | 291.0304 | 291.0304 | 291.03
|  |  | 988 | 9.88 | 291.0304 | 291.0304 | 291.03
|  |  | 989 | 9.89 | 291.0304 | 291.0304 | 291.03
|  |  | 990 | 9.9 | 291.0304 | 291.0304 | 291.03
|  |  | 991 | 9.91 | 291.0304 | 291.0304 | 291.03
|  |  | 992 | 9.92 | 291.0304 | 291.0304 | 291.03
|  |  | 993 | 9.93 | 291.0304 | 291.0304 | 291.03
|  |  | 994 | 9.94 | 291.0304 | 291.0304 | 291.03
|  |  | 995 | 9.95 | 291.0304 | 291.0304 | 291.03
|  |  | 996 | 9.96 | 291.0304 | 291.0304 | 291.03
|  |  | 997 | 9.97 | 291.0304 | 291.0304 | 291.03
|  |  | 998 | 9.98 | 291.0304 | 291.0304 | 291.03
|  |  | 999 | 9.99 | 291.0304 | 291.0303 | 291.03
|  |  | 1000 | 10 | 291.0303 | 291.0303 | 291.03
Notes: 1L deionised water heated to 40 and flowed at 4 mL/min to equilibrium at exit. Tubing trimmed to achieve a different overall length and allowed to equilibrate.
Vaportec SF-10 peristaltic pump
Thermal conductivities only available at 20-25 deg. for solids.
Thermal conductivities of liquids used at appropriate temperature if available in literature.
Thermocouple A = white = end temp Thermocouple B = red = hotplate (36-37°)
Thermocouple C = green = in solution (39.5°)
Thermocouple D = Blue = open in fumehood (17.9°)
Error on thermocouple measurement is ± 0.3°
End temperauture measured by contact with thermocouple and end tubing
Length A = before pump
Length B = after pump
Measurement 9 done with thermocouple directly into pump head. (not accurate)