## Effect of conditions
Proportion of time for which net demand is greater than…
Scenario
| 1 | 2 | 3 | 4 | 5 | 6 | 7 | 8 | 9 | 10 | 11 | 12 | 13 | 14 | 15 | 16 | 17
Proportion of dwellings with ASHPs | 0% | 80% | 80% | 80% | 80% | 80% | 0% | 80% | 80% | 60% | 60% | 40% | 40% | 0% | 80% | 80% | 0%
Nominal performance of ASHPs | - | Standard | Standard | Standard | State-of-art | State-of-art | - | State-of-art | State-of-art | State-of-art | State-of-art | State-of-art | State-of-art | - | State-of-art | State-of-art | -
Building standards | Standard | Standard | Standard | Standard | Standard | Improved | Improved | Improved | Improved | Improved | Improved | Improved | Improved | Improved | Improved | Improved | Improved
Climate and grid mix reference period | 2020s | 2020s | 2020s | 2020s | 2020s | 2020s | 2030s | 2030s | 2030s | 2030s | 2030s | 2030s | 2030s | 2050s | 2050s | 2050s | Present
Other |  |  | Buffer tanks & DSM
Net demand - MW
100 | 100% | 100% | 100% | 100% | 100% | 100% | 99.7% | 100% | 100% | 99.99% | 100% | 99.97% | 99.98% | 92.13% | 97.63% | 98.04% | 100%
200 | 100% | 100% | 100% | 100% | 100% | 100% | 99.69% | 100% | 100% | 99.99% | 100% | 99.97% | 99.98% | 92.02% | 97.59% | 98.01% | 100%
300 | 100% | 100% | 100% | 100% | 100% | 100% | 99.68% | 100% | 100% | 99.99% | 100% | 99.96% | 99.98% | 91.91% | 97.54% | 97.98% | 100%
400 | 100% | 100% | 100% | 100% | 100% | 100% | 99.66% | 100% | 100% | 99.99% | 100% | 99.96% | 99.98% | 91.8% | 97.49% | 97.94% | 100%
500 | 100% | 100% | 100% | 100% | 100% | 100% | 99.65% | 100% | 100% | 99.99% | 100% | 99.96% | 99.98% | 91.7% | 97.44% | 97.91% | 100%
600 | 100% | 100% | 100% | 100% | 100% | 100% | 99.64% | 100% | 100% | 99.99% | 100% | 99.95% | 99.97% | 91.59% | 97.4% | 97.88% | 100%
700 | 100% | 100% | 100% | 100% | 100% | 100% | 99.62% | 100% | 100% | 99.99% | 100% | 99.95% | 99.97% | 91.49% | 97.35% | 97.85% | 100%
800 | 100% | 100% | 100% | 100% | 100% | 100% | 99.61% | 100% | 100% | 99.98% | 100% | 99.95% | 99.97% | 91.38% | 97.3% | 97.82% | 100%
900 | 100% | 100% | 100% | 100% | 100% | 100% | 99.6% | 100% | 100% | 99.98% | 100% | 99.94% | 99.97% | 91.26% | 97.25% | 97.78% | 100%
1000 | 100% | 100% | 100% | 100% | 100% | 100% | 99.59% | 99.99% | 100% | 99.98% | 99.99% | 99.94% | 99.96% | 91.16% | 97.21% | 97.75% | 100%
1100 | 100% | 100% | 100% | 100% | 100% | 100% | 99.58% | 99.99% | 100% | 99.98% | 99.99% | 99.93% | 99.96% | 91.05% | 97.16% | 97.71% | 100%
1200 | 100% | 100% | 100% | 100% | 100% | 100% | 99.56% | 99.99% | 100% | 99.98% | 99.99% | 99.93% | 99.96% | 90.95% | 97.11% | 97.67% | 100%
1300 | 100% | 100% | 100% | 100% | 100% | 100% | 99.55% | 99.99% | 100% | 99.98% | 99.99% | 99.92% | 99.95% | 90.84% | 97.06% | 97.63% | 100%
1400 | 100% | 100% | 100% | 100% | 100% | 100% | 99.54% | 99.99% | 100% | 99.98% | 99.99% | 99.92% | 99.95% | 90.73% | 97.01% | 97.59% | 100%
1500 | 100% | 100% | 100% | 100% | 100% | 100% | 99.53% | 99.99% | 100% | 99.97% | 99.99% | 99.91% | 99.94% | 90.62% | 96.96% | 97.55% | 100%
1600 | 100% | 100% | 100% | 100% | 100% | 100% | 99.52% | 99.99% | 100% | 99.97% | 99.99% | 99.91% | 99.94% | 90.51% | 96.9% | 97.51% | 100%
1700 | 100% | 100% | 100% | 100% | 100% | 100% | 99.5% | 99.99% | 100% | 99.97% | 99.99% | 99.9% | 99.93% | 90.41% | 96.85% | 97.46% | 100%
1800 | 100% | 100% | 100% | 100% | 100% | 100% | 99.49% | 99.99% | 100% | 99.97% | 99.98% | 99.9% | 99.93% | 90.31% | 96.8% | 97.42% | 100%
1900 | 100% | 100% | 100% | 100% | 100% | 100% | 99.47% | 99.99% | 100% | 99.96% | 99.98% | 99.89% | 99.92% | 90.21% | 96.74% | 97.37% | 100%
2000 | 100% | 100% | 100% | 100% | 100% | 100% | 99.46% | 99.98% | 100% | 99.96% | 99.98% | 99.89% | 99.92% | 90.12% | 96.69% | 97.33% | 100%
2100 | 100% | 100% | 100% | 100% | 100% | 100% | 99.44% | 99.98% | 100% | 99.96% | 99.98% | 99.88% | 99.91% | 90.02% | 96.64% | 97.28% | 100%
2200 | 100% | 100% | 100% | 100% | 100% | 100% | 99.43% | 99.98% | 99.99% | 99.95% | 99.98% | 99.88% | 99.91% | 89.9% | 96.58% | 97.24% | 100%
2300 | 100% | 100% | 100% | 100% | 100% | 100% | 99.41% | 99.98% | 99.99% | 99.95% | 99.98% | 99.87% | 99.9% | 89.8% | 96.53% | 97.19% | 100%
2400 | 100% | 100% | 100% | 100% | 100% | 100% | 99.39% | 99.98% | 99.99% | 99.94% | 99.98% | 99.86% | 99.9% | 89.69% | 96.47% | 97.15% | 100%
2500 | 100% | 100% | 100% | 100% | 100% | 100% | 99.38% | 99.98% | 99.99% | 99.94% | 99.97% | 99.85% | 99.89% | 89.58% | 96.42% | 97.1% | 100%
2600 | 100% | 100% | 100% | 100% | 100% | 100% | 99.36% | 99.98% | 99.99% | 99.93% | 99.97% | 99.84% | 99.89% | 89.46% | 96.36% | 97.05% | 100%
2700 | 100% | 100% | 100% | 100% | 100% | 100% | 99.34% | 99.98% | 99.99% | 99.93% | 99.97% | 99.83% | 99.88% | 89.35% | 96.3% | 97% | 100%
2800 | 100% | 100% | 100% | 100% | 100% | 100% | 99.32% | 99.97% | 99.99% | 99.92% | 99.97% | 99.83% | 99.88% | 89.23% | 96.24% | 96.95% | 100%
2900 | 100% | 100% | 100% | 100% | 100% | 100% | 99.29% | 99.97% | 99.99% | 99.92% | 99.96% | 99.82% | 99.87% | 89.11% | 96.18% | 96.9% | 100%
3000 | 100% | 100% | 100% | 100% | 100% | 100% | 96.48% | 99.39% | 99.56% | 99.08% | 99.3% | 98.61% | 98.82% | 80.53% | 91.07% | 92.42% | 100%
3100 | 100% | 100% | 100% | 100% | 100% | 100% | 96.39% | 99.37% | 99.54% | 99.05% | 99.28% | 98.57% | 98.79% | 80.36% | 90.95% | 92.31% | 100%
3200 | 100% | 100% | 100% | 100% | 100% | 100% | 96.3% | 99.35% | 99.52% | 99.02% | 99.26% | 98.53% | 98.76% | 80.18% | 90.83% | 92.2% | 100%
3300 | 100% | 100% | 100% | 100% | 100% | 100% | 96.21% | 99.33% | 99.51% | 99% | 99.23% | 98.5% | 98.72% | 80% | 90.71% | 92.09% | 100%
3400 | 100% | 100% | 100% | 100% | 100% | 100% | 96.13% | 99.31% | 99.49% | 98.97% | 99.21% | 98.46% | 98.69% | 79.82% | 90.59% | 91.98% | 100%
3500 | 100% | 100% | 100% | 100% | 100% | 100% | 96.04% | 99.28% | 99.48% | 98.94% | 99.18% | 98.42% | 98.66% | 79.65% | 90.46% | 91.88% | 100%
3600 | 100% | 100% | 100% | 100% | 100% | 100% | 95.96% | 99.26% | 99.46% | 98.92% | 99.15% | 98.38% | 98.62% | 79.48% | 90.33% | 91.77% | 100%
3700 | 100% | 100% | 100% | 100% | 100% | 100% | 95.88% | 99.24% | 99.44% | 98.89% | 99.12% | 98.34% | 98.58% | 79.3% | 90.21% | 91.66% | 100%
3800 | 100% | 100% | 100% | 100% | 100% | 100% | 95.79% | 99.21% | 99.42% | 98.87% | 99.09% | 98.29% | 98.55% | 79.13% | 90.08% | 91.55% | 100%
3900 | 100% | 100% | 100% | 100% | 100% | 100% | 95.7% | 99.19% | 99.41% | 98.84% | 99.07% | 98.24% | 98.51% | 78.96% | 89.96% | 91.44% | 100%
4000 | 100% | 100% | 100% | 100% | 100% | 100% | 95.6% | 99.16% | 99.39% | 98.81% | 99.04% | 98.19% | 98.47% | 78.79% | 89.83% | 91.33% | 100%
4100 | 100% | 100% | 100% | 100% | 100% | 100% | 95.51% | 99.13% | 99.37% | 98.78% | 99.01% | 98.15% | 98.43% | 78.61% | 89.7% | 91.21% | 100%
4200 | 100% | 100% | 100% | 100% | 100% | 100% | 95.42% | 99.11% | 99.35% | 98.76% | 98.99% | 98.1% | 98.39% | 78.44% | 89.58% | 91.09% | 100%
4300 | 100% | 100% | 100% | 100% | 100% | 100% | 95.32% | 99.09% | 99.33% | 98.72% | 98.96% | 98.05% | 98.35% | 78.27% | 89.45% | 90.97% | 100%
4400 | 100% | 100% | 100% | 100% | 100% | 100% | 95.22% | 99.06% | 99.3% | 98.69% | 98.94% | 98% | 98.31% | 78.1% | 89.32% | 90.85% | 100%
4500 | 100% | 100% | 100% | 100% | 100% | 100% | 95.12% | 99.03% | 99.28% | 98.66% | 98.91% | 97.95% | 98.27% | 77.93% | 89.2% | 90.73% | 100%
4600 | 100% | 100% | 100% | 100% | 100% | 100% | 95.02% | 99.01% | 99.26% | 98.62% | 98.89% | 97.89% | 98.22% | 77.75% | 89.07% | 90.6% | 100%
4700 | 100% | 100% | 100% | 100% | 100% | 100% | 94.92% | 98.99% | 99.23% | 98.58% | 98.86% | 97.83% | 98.17% | 77.57% | 88.94% | 90.48% | 100%
4800 | 100% | 100% | 100% | 100% | 100% | 100% | 94.83% | 98.96% | 99.21% | 98.54% | 98.83% | 97.77% | 98.13% | 77.4% | 88.81% | 90.35% | 100%
4900 | 100% | 100% | 100% | 100% | 100% | 100% | 94.72% | 98.94% | 99.19% | 98.5% | 98.8% | 97.71% | 98.08% | 77.24% | 88.68% | 90.23% | 100%
5000 | 100% | 100% | 100% | 100% | 100% | 100% | 94.61% | 98.91% | 99.16% | 98.46% | 98.77% | 97.65% | 98.02% | 77.07% | 88.54% | 90.11% | 100%
5100 | 100% | 100% | 100% | 100% | 100% | 100% | 94.49% | 98.89% | 99.14% | 98.42% | 98.74% | 97.58% | 97.96% | 76.9% | 88.41% | 89.98% | 100%
5200 | 100% | 100% | 100% | 100% | 100% | 100% | 94.38% | 98.86% | 99.12% | 98.37% | 98.7% | 97.52% | 97.9% | 76.73% | 88.28% | 89.86% | 100%
5300 | 100% | 100% | 100% | 100% | 100% | 100% | 94.27% | 98.84% | 99.1% | 98.32% | 98.67% | 97.44% | 97.84% | 76.56% | 88.14% | 89.73% | 100%
5400 | 100% | 100% | 100% | 100% | 100% | 100% | 94.15% | 98.81% | 99.07% | 98.28% | 98.64% | 97.37% | 97.78% | 76.4% | 88.01% | 89.6% | 100%
5500 | 100% | 100% | 100% | 100% | 100% | 100% | 94.04% | 98.78% | 99.05% | 98.22% | 98.6% | 97.31% | 97.72% | 76.24% | 87.87% | 89.47% | 100%
5600 | 100% | 100% | 100% | 100% | 100% | 100% | 93.93% | 98.75% | 99.03% | 98.17% | 98.57% | 97.24% | 97.66% | 76.07% | 87.74% | 89.34% | 100%
5700 | 100% | 100% | 100% | 100% | 100% | 100% | 93.81% | 98.72% | 99% | 98.13% | 98.53% | 97.17% | 97.6% | 75.9% | 87.6% | 89.22% | 100%
5800 | 100% | 100% | 100% | 100% | 100% | 100% | 93.68% | 98.68% | 98.98% | 98.08% | 98.49% | 97.11% | 97.54% | 75.72% | 87.47% | 89.09% | 100%
5900 | 100% | 100% | 100% | 100% | 100% | 100% | 93.55% | 98.65% | 98.95% | 98.02% | 98.46% | 97.03% | 97.48% | 75.54% | 87.33% | 88.96% | 100%
6000 | 100% | 100% | 100% | 100% | 100% | 100% | 93.42% | 98.61% | 98.92% | 97.96% | 98.42% | 96.96% | 97.42% | 75.36% | 87.19% | 88.84% | 100%
6100 | 100% | 100% | 100% | 100% | 100% | 100% | 93.29% | 98.58% | 98.9% | 97.91% | 98.38% | 96.88% | 97.36% | 75.18% | 87.05% | 88.71% | 100%
6200 | 100% | 100% | 100% | 100% | 100% | 100% | 93.16% | 98.54% | 98.87% | 97.85% | 98.33% | 96.81% | 97.29% | 75% | 86.91% | 88.59% | 100%
6300 | 100% | 100% | 100% | 100% | 100% | 100% | 93.04% | 98.49% | 98.84% | 97.8% | 98.29% | 96.73% | 97.22% | 74.81% | 86.77% | 88.46% | 100%
6400 | 100% | 100% | 100% | 100% | 100% | 100% | 92.91% | 98.45% | 98.81% | 97.74% | 98.24% | 96.66% | 97.15% | 74.64% | 86.62% | 88.34% | 100%
6500 | 100% | 100% | 100% | 100% | 100% | 100% | 92.79% | 98.41% | 98.78% | 97.68% | 98.19% | 96.58% | 97.08% | 74.46% | 86.47% | 88.2% | 100%
6600 | 100% | 100% | 100% | 100% | 100% | 100% | 92.67% | 98.37% | 98.75% | 97.63% | 98.13% | 96.5% | 97% | 74.28% | 86.31% | 88.07% | 100%
6700 | 100% | 100% | 100% | 100% | 100% | 100% | 92.54% | 98.32% | 98.72% | 97.57% | 98.08% | 96.42% | 96.93% | 74.11% | 86.16% | 87.93% | 100%
6800 | 100% | 100% | 100% | 100% | 100% | 100% | 92.42% | 98.28% | 98.69% | 97.51% | 98.03% | 96.35% | 96.85% | 73.94% | 86% | 87.79% | 100%
6900 | 100% | 100% | 100% | 100% | 100% | 100% | 92.28% | 98.23% | 98.65% | 97.45% | 97.98% | 96.27% | 96.78% | 73.77% | 85.84% | 87.65% | 100%
7000 | 100% | 100% | 100% | 100% | 100% | 100% | 92.14% | 98.18% | 98.62% | 97.39% | 97.93% | 96.19% | 96.71% | 73.59% | 85.69% | 87.51% | 100%
7100 | 100% | 100% | 100% | 100% | 100% | 100% | 92% | 98.14% | 98.59% | 97.33% | 97.88% | 96.11% | 96.63% | 73.42% | 85.53% | 87.37% | 100%
7200 | 99.99% | 100% | 100% | 100% | 100% | 100% | 91.84% | 98.09% | 98.55% | 97.27% | 97.82% | 96.03% | 96.55% | 73.24% | 85.37% | 87.23% | 100%
7300 | 99.99% | 100% | 100% | 100% | 100% | 100% | 91.69% | 98.04% | 98.51% | 97.2% | 97.77% | 95.94% | 96.47% | 73.07% | 85.22% | 87.09% | 100%
7400 | 99.99% | 100% | 100% | 100% | 100% | 100% | 91.53% | 98% | 98.47% | 97.14% | 97.72% | 95.85% | 96.39% | 72.89% | 85.07% | 86.94% | 100%
7500 | 99.99% | 100% | 100% | 100% | 100% | 100% | 91.38% | 97.95% | 98.43% | 97.07% | 97.66% | 95.75% | 96.31% | 72.71% | 84.91% | 86.79% | 100%
7600 | 99.99% | 100% | 100% | 100% | 100% | 100% | 91.23% | 97.9% | 98.39% | 97% | 97.61% | 95.66% | 96.23% | 72.54% | 84.75% | 86.65% | 100%
7700 | 99.99% | 100% | 100% | 100% | 100% | 100% | 91.08% | 97.86% | 98.35% | 96.93% | 97.55% | 95.57% | 96.15% | 72.36% | 84.59% | 86.5% | 100%
7800 | 99.98% | 100% | 100% | 100% | 100% | 100% | 90.93% | 97.8% | 98.31% | 96.86% | 97.49% | 95.48% | 96.07% | 72.18% | 84.43% | 86.34% | 100%
7900 | 99.98% | 100% | 100% | 100% | 100% | 100% | 90.76% | 97.76% | 98.26% | 96.79% | 97.44% | 95.39% | 95.98% | 71.99% | 84.27% | 86.19% | 100%
8000 | 99.98% | 100% | 100% | 100% | 100% | 100% | 90.58% | 97.71% | 98.22% | 96.71% | 97.38% | 95.29% | 95.89% | 71.82% | 84.11% | 86.03% | 100%
8100 | 99.98% | 100% | 100% | 100% | 100% | 100% | 90.41% | 97.66% | 98.18% | 96.64% | 97.32% | 95.2% | 95.8% | 71.64% | 83.96% | 85.88% | 100%
8200 | 99.97% | 100% | 100% | 100% | 100% | 100% | 90.23% | 97.6% | 98.14% | 96.56% | 97.26% | 95.1% | 95.71% | 71.45% | 83.8% | 85.73% | 100%
8300 | 99.97% | 100% | 100% | 100% | 100% | 100% | 90.06% | 97.53% | 98.1% | 96.49% | 97.19% | 95% | 95.62% | 71.26% | 83.65% | 85.57% | 100%
8400 | 99.97% | 100% | 100% | 100% | 100% | 100% | 89.89% | 97.47% | 98.05% | 96.41% | 97.12% | 94.89% | 95.53% | 71.07% | 83.49% | 85.42% | 100%
8500 | 99.96% | 100% | 100% | 100% | 100% | 100% | 89.72% | 97.41% | 98.01% | 96.32% | 97.05% | 94.79% | 95.44% | 70.89% | 83.33% | 85.26% | 100%
8600 | 99.96% | 100% | 100% | 100% | 100% | 100% | 89.54% | 97.34% | 97.96% | 96.24% | 96.98% | 94.68% | 95.35% | 70.71% | 83.18% | 85.11% | 100%
8700 | 99.96% | 100% | 100% | 100% | 100% | 100% | 89.36% | 97.28% | 97.92% | 96.16% | 96.91% | 94.57% | 95.25% | 70.53% | 83.02% | 84.95% | 100%
8800 | 99.95% | 100% | 100% | 100% | 100% | 100% | 89.18% | 97.22% | 97.87% | 96.08% | 96.83% | 94.45% | 95.15% | 70.34% | 82.86% | 84.8% | 100%
8900 | 99.94% | 100% | 100% | 100% | 100% | 100% | 89% | 97.16% | 97.82% | 95.99% | 96.76% | 94.34% | 95.04% | 70.17% | 82.71% | 84.65% | 100%
9000 | 99.94% | 100% | 100% | 100% | 100% | 100% | 88.8% | 97.09% | 97.77% | 95.9% | 96.69% | 94.22% | 94.93% | 69.98% | 82.55% | 84.51% | 100%
9100 | 99.94% | 100% | 100% | 100% | 100% | 100% | 88.6% | 97.03% | 97.71% | 95.81% | 96.61% | 94.1% | 94.81% | 69.81% | 82.39% | 84.35% | 100%
9200 | 99.93% | 100% | 100% | 100% | 100% | 100% | 88.41% | 96.96% | 97.66% | 95.71% | 96.53% | 93.99% | 94.7% | 69.62% | 82.23% | 84.2% | 100%
9300 | 99.93% | 100% | 100% | 100% | 100% | 100% | 88.21% | 96.89% | 97.6% | 95.62% | 96.45% | 93.86% | 94.59% | 69.44% | 82.07% | 84.05% | 100%
9400 | 99.93% | 100% | 100% | 100% | 100% | 100% | 88% | 96.82% | 97.54% | 95.52% | 96.37% | 93.74% | 94.48% | 69.26% | 81.91% | 83.89% | 100%
9500 | 99.92% | 100% | 100% | 100% | 100% | 100% | 87.79% | 96.75% | 97.48% | 95.43% | 96.28% | 93.62% | 94.38% | 69.07% | 81.74% | 83.73% | 100%
9600 | 99.92% | 100% | 100% | 100% | 100% | 100% | 87.58% | 96.67% | 97.41% | 95.33% | 96.2% | 93.5% | 94.27% | 68.88% | 81.57% | 83.58% | 100%
9700 | 99.92% | 100% | 100% | 100% | 100% | 100% | 87.38% | 96.59% | 97.35% | 95.24% | 96.12% | 93.38% | 94.16% | 68.69% | 81.4% | 83.42% | 100%
9800 | 99.91% | 100% | 100% | 100% | 100% | 100% | 87.17% | 96.51% | 97.29% | 95.13% | 96.03% | 93.24% | 94.05% | 68.49% | 81.23% | 83.25% | 100%
9900 | 99.9% | 100% | 100% | 100% | 100% | 100% | 86.96% | 96.44% | 97.23% | 95.03% | 95.95% | 93.11% | 93.93% | 68.3% | 81.05% | 83.09% | 100%
10000 | 99.9% | 100% | 100% | 100% | 100% | 100% | 86.75% | 96.36% | 97.16% | 94.93% | 95.86% | 92.98% | 93.8% | 68.11% | 80.88% | 82.93% | 100%
10100 | 99.9% | 100% | 100% | 100% | 100% | 100% | 86.54% | 96.28% | 97.09% | 94.83% | 95.77% | 92.84% | 93.68% | 67.92% | 80.72% | 82.76% | 100%
10200 | 99.89% | 100% | 100% | 100% | 100% | 100% | 86.33% | 96.2% | 97.04% | 94.72% | 95.68% | 92.71% | 93.56% | 67.74% | 80.54% | 82.6% | 100%
10300 | 99.89% | 100% | 100% | 100% | 100% | 100% | 86.13% | 96.12% | 96.97% | 94.61% | 95.59% | 92.57% | 93.44% | 67.55% | 80.37% | 82.44% | 100%
10400 | 99.88% | 100% | 100% | 100% | 100% | 100% | 85.91% | 96.04% | 96.9% | 94.51% | 95.49% | 92.43% | 93.32% | 67.36% | 80.2% | 82.28% | 100%
10500 | 99.87% | 100% | 100% | 100% | 100% | 100% | 85.7% | 95.95% | 96.83% | 94.4% | 95.39% | 92.29% | 93.19% | 67.17% | 80.03% | 82.11% | 100%
10600 | 99.86% | 100% | 100% | 100% | 100% | 100% | 85.49% | 95.87% | 96.76% | 94.3% | 95.29% | 92.16% | 93.05% | 66.97% | 79.86% | 81.94% | 100%
10700 | 99.85% | 100% | 100% | 100% | 100% | 100% | 85.28% | 95.78% | 96.69% | 94.18% | 95.19% | 92.01% | 92.92% | 66.77% | 79.69% | 81.78% | 100%
10800 | 99.85% | 100% | 100% | 100% | 100% | 100% | 85.07% | 95.7% | 96.62% | 94.07% | 95.1% | 91.87% | 92.77% | 66.57% | 79.52% | 81.61% | 100%
10900 | 99.84% | 100% | 100% | 100% | 100% | 100% | 84.86% | 95.61% | 96.55% | 93.96% | 94.99% | 91.72% | 92.63% | 66.38% | 79.34% | 81.45% | 99.99%
11000 | 99.83% | 100% | 100% | 100% | 100% | 100% | 84.66% | 95.51% | 96.47% | 93.83% | 94.89% | 91.57% | 92.49% | 66.19% | 79.16% | 81.29% | 99.99%
11100 | 99.82% | 100% | 100% | 100% | 100% | 100% | 84.45% | 95.42% | 96.39% | 93.71% | 94.78% | 91.41% | 92.35% | 65.99% | 78.99% | 81.12% | 99.98%
11200 | 99.81% | 100% | 100% | 100% | 100% | 100% | 84.25% | 95.32% | 96.31% | 93.59% | 94.68% | 91.25% | 92.2% | 65.78% | 78.81% | 80.95% | 99.98%
11300 | 99.8% | 100% | 100% | 100% | 100% | 100% | 84.04% | 95.23% | 96.23% | 93.46% | 94.57% | 91.09% | 92.06% | 65.58% | 78.65% | 80.79% | 99.97%
11400 | 99.79% | 100% | 100% | 100% | 100% | 100% | 83.81% | 95.12% | 96.15% | 93.33% | 94.47% | 90.92% | 91.91% | 65.39% | 78.48% | 80.63% | 99.97%
11500 | 99.78% | 100% | 100% | 100% | 100% | 100% | 83.6% | 95.02% | 96.06% | 93.21% | 94.36% | 90.75% | 91.76% | 65.19% | 78.3% | 80.46% | 99.96%
11600 | 99.76% | 100% | 100% | 100% | 100% | 100% | 83.37% | 94.9% | 95.98% | 93.08% | 94.24% | 90.59% | 91.61% | 65% | 78.13% | 80.3% | 99.96%
11700 | 99.75% | 100% | 100% | 100% | 100% | 100% | 83.14% | 94.79% | 95.89% | 92.95% | 94.13% | 90.42% | 91.46% | 64.8% | 77.96% | 80.14% | 99.96%
11800 | 99.74% | 100% | 100% | 100% | 100% | 100% | 82.91% | 94.68% | 95.8% | 92.82% | 94.01% | 90.25% | 91.31% | 64.62% | 77.78% | 79.97% | 99.96%
11900 | 99.73% | 100% | 100% | 100% | 100% | 100% | 82.69% | 94.58% | 95.71% | 92.69% | 93.89% | 90.09% | 91.15% | 64.42% | 77.61% | 79.8% | 99.96%
12000 | 99.72% | 100% | 100% | 100% | 100% | 99.99% | 82.46% | 94.47% | 95.63% | 92.54% | 93.76% | 89.93% | 90.98% | 64.21% | 77.43% | 79.63% | 99.94%
12100 | 99.71% | 100% | 100% | 100% | 100% | 99.99% | 82.22% | 94.36% | 95.54% | 92.4% | 93.64% | 89.77% | 90.82% | 64.02% | 77.26% | 79.46% | 99.93%
12200 | 99.7% | 100% | 100% | 100% | 100% | 99.99% | 81.99% | 94.25% | 95.44% | 92.26% | 93.52% | 89.59% | 90.66% | 63.81% | 77.09% | 79.29% | 99.92%
12300 | 99.69% | 100% | 100% | 100% | 100% | 99.99% | 81.76% | 94.14% | 95.35% | 92.12% | 93.4% | 89.4% | 90.5% | 63.59% | 76.92% | 79.11% | 99.91%
12400 | 99.67% | 100% | 100% | 100% | 100% | 99.99% | 81.54% | 94.03% | 95.25% | 91.97% | 93.28% | 89.21% | 90.33% | 63.38% | 76.75% | 78.94% | 99.9%
12500 | 99.65% | 100% | 100% | 100% | 100% | 99.99% | 81.3% | 93.92% | 95.15% | 91.81% | 93.16% | 89.01% | 90.16% | 63.17% | 76.57% | 78.77% | 99.9%
12600 | 99.63% | 100% | 100% | 100% | 100% | 99.99% | 81.06% | 93.8% | 95.05% | 91.65% | 93.03% | 88.81% | 89.98% | 62.96% | 76.41% | 78.6% | 99.9%
12700 | 99.61% | 100% | 100% | 100% | 100% | 99.99% | 80.82% | 93.68% | 94.95% | 91.5% | 92.91% | 88.63% | 89.81% | 62.76% | 76.24% | 78.43% | 99.89%
12800 | 99.59% | 100% | 100% | 100% | 100% | 99.99% | 80.57% | 93.57% | 94.85% | 91.35% | 92.78% | 88.44% | 89.63% | 62.55% | 76.06% | 78.25% | 99.89%
12900 | 99.57% | 100% | 100% | 100% | 100% | 99.99% | 80.32% | 93.44% | 94.74% | 91.19% | 92.65% | 88.25% | 89.45% | 62.35% | 75.89% | 78.08% | 99.88%
13000 | 99.54% | 100% | 100% | 100% | 100% | 99.99% | 80.08% | 93.31% | 94.64% | 91.03% | 92.52% | 88.05% | 89.27% | 62.15% | 75.72% | 77.91% | 99.88%
13100 | 99.51% | 100% | 100% | 100% | 100% | 99.98% | 79.83% | 93.19% | 94.53% | 90.87% | 92.37% | 87.85% | 89.08% | 61.94% | 75.55% | 77.74% | 99.87%
13200 | 99.48% | 100% | 100% | 100% | 100% | 99.98% | 79.6% | 93.06% | 94.42% | 90.7% | 92.23% | 87.66% | 88.9% | 61.73% | 75.38% | 77.57% | 99.86%
13300 | 99.45% | 100% | 100% | 100% | 100% | 99.98% | 79.36% | 92.94% | 94.32% | 90.52% | 92.08% | 87.46% | 88.71% | 61.53% | 75.2% | 77.4% | 99.85%
13400 | 99.43% | 100% | 100% | 100% | 100% | 99.98% | 79.12% | 92.81% | 94.2% | 90.36% | 91.93% | 87.26% | 88.52% | 61.32% | 75.04% | 77.24% | 99.85%
13500 | 99.39% | 100% | 100% | 100% | 100% | 99.98% | 78.89% | 92.68% | 94.09% | 90.18% | 91.77% | 87.06% | 88.33% | 61.11% | 74.87% | 77.08% | 99.84%
13600 | 99.36% | 100% | 100% | 100% | 100% | 99.98% | 78.65% | 92.55% | 93.97% | 90.01% | 91.61% | 86.87% | 88.13% | 60.91% | 74.69% | 76.92% | 99.83%
13700 | 99.33% | 100% | 100% | 100% | 100% | 99.98% | 78.4% | 92.41% | 93.85% | 89.83% | 91.45% | 86.66% | 87.94% | 60.7% | 74.52% | 76.75% | 99.81%
13800 | 99.3% | 100% | 100% | 100% | 100% | 99.98% | 78.14% | 92.27% | 93.73% | 89.64% | 91.29% | 86.47% | 87.74% | 60.49% | 74.35% | 76.58% | 99.79%
13900 | 99.27% | 100% | 100% | 100% | 100% | 99.98% | 77.89% | 92.13% | 93.61% | 89.46% | 91.13% | 86.27% | 87.54% | 60.29% | 74.17% | 76.41% | 99.77%
14000 | 99.24% | 100% | 100% | 100% | 100% | 99.98% | 77.63% | 91.99% | 93.49% | 89.28% | 90.97% | 86.08% | 87.35% | 60.09% | 73.99% | 76.24% | 99.75%
14100 | 99.2% | 100% | 100% | 100% | 100% | 99.98% | 77.37% | 91.83% | 93.37% | 89.09% | 90.8% | 85.88% | 87.15% | 59.89% | 73.81% | 76.07% | 99.74%
14200 | 99.17% | 100% | 100% | 100% | 100% | 99.97% | 77.1% | 91.68% | 93.24% | 88.91% | 90.63% | 85.68% | 86.96% | 59.69% | 73.63% | 75.89% | 99.73%
14300 | 99.13% | 100% | 100% | 100% | 100% | 99.97% | 76.85% | 91.52% | 93.12% | 88.73% | 90.47% | 85.48% | 86.76% | 59.48% | 73.45% | 75.72% | 99.72%
14400 | 99.09% | 100% | 100% | 100% | 100% | 99.97% | 76.58% | 91.36% | 92.99% | 88.55% | 90.3% | 85.28% | 86.57% | 59.26% | 73.27% | 75.54% | 99.71%
14500 | 99.05% | 100% | 100% | 100% | 100% | 99.97% | 76.33% | 91.2% | 92.87% | 88.37% | 90.13% | 85.08% | 86.37% | 59.06% | 73.09% | 75.37% | 99.69%
14600 | 99.01% | 100% | 100% | 100% | 99.99% | 99.97% | 76.07% | 91.04% | 92.74% | 88.18% | 89.96% | 84.86% | 86.17% | 58.85% | 72.91% | 75.2% | 99.69%
14700 | 98.96% | 100% | 100% | 100% | 99.99% | 99.97% | 75.82% | 90.89% | 92.61% | 88% | 89.79% | 84.64% | 85.97% | 58.64% | 72.73% | 75.02% | 99.66%
14800 | 98.91% | 100% | 100% | 100% | 99.99% | 99.97% | 75.58% | 90.72% | 92.48% | 87.82% | 89.61% | 84.42% | 85.76% | 58.44% | 72.55% | 74.84% | 99.63%
14900 | 98.87% | 100% | 100% | 100% | 99.99% | 99.97% | 75.33% | 90.56% | 92.34% | 87.64% | 89.44% | 84.19% | 85.56% | 58.22% | 72.37% | 74.66% | 99.6%
15000 | 98.81% | 100% | 100% | 100% | 99.99% | 99.97% | 75.06% | 90.4% | 92.21% | 87.46% | 89.26% | 83.97% | 85.35% | 58.01% | 72.19% | 74.48% | 99.55%
15100 | 98.75% | 100% | 100% | 100% | 99.99% | 99.97% | 74.79% | 90.24% | 92.07% | 87.29% | 89.08% | 83.74% | 85.15% | 57.8% | 72% | 74.3% | 99.53%
15200 | 98.7% | 100% | 100% | 100% | 99.99% | 99.97% | 74.53% | 90.08% | 91.93% | 87.1% | 88.91% | 83.51% | 84.95% | 57.59% | 71.81% | 74.13% | 99.5%
15300 | 98.65% | 100% | 100% | 100% | 99.99% | 99.97% | 74.28% | 89.92% | 91.78% | 86.92% | 88.73% | 83.3% | 84.74% | 57.37% | 71.63% | 73.95% | 99.48%
15400 | 98.59% | 100% | 100% | 100% | 99.99% | 99.97% | 74.02% | 89.75% | 91.64% | 86.73% | 88.55% | 83.09% | 84.53% | 57.15% | 71.44% | 73.77% | 99.44%
15500 | 98.54% | 100% | 100% | 100% | 99.99% | 99.96% | 73.76% | 89.59% | 91.49% | 86.55% | 88.37% | 82.86% | 84.32% | 56.93% | 71.25% | 73.6% | 99.4%
15600 | 98.48% | 100% | 100% | 100% | 99.99% | 99.96% | 73.48% | 89.42% | 91.33% | 86.36% | 88.19% | 82.64% | 84.1% | 56.72% | 71.07% | 73.42% | 99.37%
15700 | 98.41% | 100% | 100% | 100% | 99.99% | 99.96% | 73.22% | 89.26% | 91.17% | 86.16% | 88.01% | 82.43% | 83.89% | 56.5% | 70.88% | 73.24% | 99.33%
15800 | 98.35% | 100% | 100% | 100% | 99.99% | 99.96% | 72.96% | 89.1% | 91.01% | 85.97% | 87.83% | 82.21% | 83.67% | 56.28% | 70.69% | 73.06% | 99.3%
15900 | 98.29% | 100% | 100% | 100% | 99.98% | 99.95% | 72.7% | 88.93% | 90.85% | 85.77% | 87.65% | 81.99% | 83.45% | 56.06% | 70.5% | 72.87% | 99.27%
16000 | 98.23% | 100% | 100% | 100% | 99.98% | 99.95% | 72.45% | 88.76% | 90.69% | 85.57% | 87.47% | 81.78% | 83.23% | 55.84% | 70.31% | 72.69% | 99.23%
16100 | 98.16% | 100% | 100% | 99.99% | 99.98% | 99.94% | 72.19% | 88.59% | 90.53% | 85.37% | 87.28% | 81.56% | 83.01% | 55.62% | 70.12% | 72.5% | 99.19%
16200 | 98.08% | 100% | 100% | 99.99% | 99.98% | 99.94% | 71.92% | 88.41% | 90.39% | 85.17% | 87.09% | 81.34% | 82.8% | 55.39% | 69.93% | 72.31% | 99.15%
16300 | 98% | 100% | 100% | 99.99% | 99.98% | 99.93% | 71.65% | 88.23% | 90.23% | 84.96% | 86.9% | 81.12% | 82.57% | 55.17% | 69.75% | 72.12% | 99.12%
16400 | 97.93% | 100% | 100% | 99.99% | 99.98% | 99.93% | 71.37% | 88.05% | 90.08% | 84.76% | 86.71% | 80.89% | 82.36% | 54.95% | 69.56% | 71.93% | 99.08%
16500 | 97.85% | 100% | 100% | 99.99% | 99.98% | 99.92% | 71.09% | 87.87% | 89.92% | 84.55% | 86.51% | 80.66% | 82.14% | 54.74% | 69.36% | 71.74% | 99.05%
16600 | 97.78% | 100% | 100% | 99.99% | 99.98% | 99.91% | 70.82% | 87.67% | 89.75% | 84.34% | 86.31% | 80.41% | 81.92% | 54.52% | 69.17% | 71.57% | 99.01%
16700 | 97.69% | 100% | 100% | 99.99% | 99.98% | 99.91% | 70.54% | 87.49% | 89.6% | 84.14% | 86.12% | 80.17% | 81.7% | 54.29% | 68.98% | 71.39% | 98.96%
16800 | 97.59% | 100% | 100% | 99.99% | 99.98% | 99.9% | 70.27% | 87.31% | 89.43% | 83.93% | 85.93% | 79.93% | 81.47% | 54.07% | 68.79% | 71.2% | 98.93%
16900 | 97.5% | 100% | 100% | 99.99% | 99.98% | 99.89% | 70% | 87.11% | 89.26% | 83.72% | 85.73% | 79.69% | 81.23% | 53.84% | 68.6% | 71.02% | 98.89%
17000 | 97.4% | 100% | 100% | 99.99% | 99.98% | 99.89% | 69.73% | 86.93% | 89.1% | 83.5% | 85.53% | 79.45% | 81% | 53.62% | 68.41% | 70.83% | 98.85%
17100 | 97.3% | 100% | 100% | 99.99% | 99.98% | 99.88% | 69.46% | 86.73% | 88.94% | 83.29% | 85.34% | 79.2% | 80.76% | 53.39% | 68.23% | 70.64% | 98.82%
17200 | 97.2% | 100% | 100% | 99.99% | 99.98% | 99.87% | 69.18% | 86.53% | 88.77% | 83.08% | 85.14% | 78.96% | 80.51% | 53.17% | 68.05% | 70.45% | 98.78%
17300 | 97.1% | 100% | 100% | 99.98% | 99.98% | 99.87% | 68.9% | 86.34% | 88.61% | 82.86% | 84.93% | 78.72% | 80.27% | 52.95% | 67.86% | 70.26% | 98.73%
17400 | 97.01% | 100% | 100% | 99.98% | 99.98% | 99.86% | 68.62% | 86.15% | 88.44% | 82.64% | 84.73% | 78.48% | 80.03% | 52.73% | 67.67% | 70.07% | 98.69%
17500 | 96.9% | 100% | 100% | 99.98% | 99.98% | 99.85% | 68.33% | 85.96% | 88.27% | 82.43% | 84.52% | 78.24% | 79.79% | 52.52% | 67.48% | 69.89% | 98.65%
17600 | 96.8% | 100% | 100% | 99.98% | 99.98% | 99.85% | 68.04% | 85.76% | 88.09% | 82.2% | 84.32% | 77.99% | 79.55% | 52.3% | 67.29% | 69.7% | 98.61%
17700 | 96.69% | 100% | 100% | 99.98% | 99.97% | 99.84% | 67.76% | 85.57% | 87.92% | 81.98% | 84.12% | 77.75% | 79.31% | 52.08% | 67.1% | 69.51% | 98.56%
17800 | 96.58% | 100% | 100% | 99.98% | 99.97% | 99.83% | 67.46% | 85.37% | 87.74% | 81.77% | 83.92% | 77.51% | 79.07% | 51.85% | 66.9% | 69.31% | 98.53%
17900 | 96.47% | 100% | 100% | 99.98% | 99.97% | 99.82% | 67.17% | 85.17% | 87.56% | 81.54% | 83.71% | 77.27% | 78.83% | 51.62% | 66.71% | 69.12% | 98.49%
18000 | 96.35% | 100% | 100% | 99.98% | 99.97% | 99.81% | 66.89% | 84.97% | 87.37% | 81.31% | 83.51% | 77.04% | 78.6% | 51.39% | 66.51% | 68.93% | 98.44%
18100 | 96.22% | 100% | 100% | 99.98% | 99.97% | 99.8% | 66.61% | 84.78% | 87.18% | 81.08% | 83.31% | 76.79% | 78.36% | 51.17% | 66.31% | 68.74% | 98.41%
18200 | 96.09% | 100% | 100% | 99.98% | 99.97% | 99.79% | 66.31% | 84.58% | 87% | 80.84% | 83.1% | 76.54% | 78.12% | 50.96% | 66.11% | 68.55% | 98.37%
18300 | 95.94% | 100% | 100% | 99.98% | 99.97% | 99.78% | 66.01% | 84.38% | 86.8% | 80.61% | 82.89% | 76.29% | 77.88% | 50.74% | 65.91% | 68.36% | 98.32%
18400 | 95.79% | 100% | 100% | 99.98% | 99.97% | 99.76% | 65.73% | 84.18% | 86.61% | 80.38% | 82.68% | 76.04% | 77.64% | 50.53% | 65.72% | 68.17% | 98.26%
18500 | 95.63% | 100% | 100% | 99.98% | 99.97% | 99.75% | 65.45% | 83.98% | 86.41% | 80.14% | 82.46% | 75.79% | 77.4% | 50.32% | 65.52% | 67.99% | 98.2%
18600 | 95.47% | 100% | 100% | 99.98% | 99.97% | 99.74% | 65.16% | 83.78% | 86.21% | 79.91% | 82.24% | 75.54% | 77.16% | 50.1% | 65.32% | 67.8% | 98.13%
18700 | 95.33% | 100% | 100% | 99.98% | 99.97% | 99.73% | 64.87% | 83.57% | 86% | 79.68% | 82.02% | 75.3% | 76.92% | 49.89% | 65.12% | 67.61% | 98.06%
18800 | 95.18% | 100% | 100% | 99.98% | 99.96% | 99.72% | 64.59% | 83.37% | 85.8% | 79.44% | 81.8% | 75.04% | 76.68% | 49.68% | 64.91% | 67.41% | 98%
18900 | 95.02% | 100% | 100% | 99.98% | 99.96% | 99.71% | 64.3% | 83.17% | 85.6% | 79.2% | 81.58% | 74.78% | 76.43% | 49.45% | 64.71% | 67.23% | 97.93%
19000 | 94.86% | 100% | 100% | 99.97% | 99.96% | 99.7% | 64.01% | 82.97% | 85.4% | 78.97% | 81.35% | 74.53% | 76.18% | 49.23% | 64.5% | 67.03% | 97.87%
19100 | 94.7% | 100% | 100% | 99.97% | 99.95% | 99.69% | 63.72% | 82.77% | 85.2% | 78.73% | 81.11% | 74.27% | 75.94% | 49.01% | 64.3% | 66.83% | 97.8%
19200 | 94.55% | 99.99% | 100% | 99.97% | 99.95% | 99.68% | 63.41% | 82.56% | 85% | 78.49% | 80.88% | 74% | 75.69% | 48.77% | 64.1% | 66.64% | 97.73%
19300 | 94.37% | 99.99% | 100% | 99.97% | 99.95% | 99.67% | 63.11% | 82.34% | 84.79% | 78.25% | 80.65% | 73.74% | 75.44% | 48.55% | 63.9% | 66.44% | 97.66%
19400 | 94.19% | 99.99% | 100% | 99.97% | 99.94% | 99.66% | 62.8% | 82.13% | 84.6% | 78.02% | 80.42% | 73.48% | 75.18% | 48.32% | 63.7% | 66.25% | 97.59%
19500 | 94% | 99.99% | 100% | 99.97% | 99.94% | 99.65% | 62.49% | 81.91% | 84.4% | 77.77% | 80.18% | 73.21% | 74.92% | 48.09% | 63.5% | 66.06% | 97.5%
19600 | 93.82% | 99.99% | 100% | 99.97% | 99.93% | 99.64% | 62.18% | 81.69% | 84.2% | 77.53% | 79.95% | 72.93% | 74.66% | 47.88% | 63.29% | 65.86% | 97.41%
19700 | 93.63% | 99.99% | 100% | 99.97% | 99.93% | 99.63% | 61.87% | 81.48% | 84% | 77.29% | 79.71% | 72.67% | 74.4% | 47.65% | 63.09% | 65.66% | 97.32%
19800 | 93.44% | 99.99% | 100% | 99.97% | 99.92% | 99.61% | 61.56% | 81.27% | 83.8% | 77.06% | 79.47% | 72.41% | 74.14% | 47.43% | 62.89% | 65.47% | 97.23%
19900 | 93.24% | 99.99% | 100% | 99.97% | 99.92% | 99.6% | 61.26% | 81.04% | 83.6% | 76.83% | 79.23% | 72.13% | 73.88% | 47.2% | 62.69% | 65.27% | 97.12%
20000 | 93.05% | 99.99% | 100% | 99.96% | 99.91% | 99.59% | 60.93% | 80.82% | 83.41% | 76.58% | 79% | 71.86% | 73.62% | 46.97% | 62.5% | 65.07% | 97%
20100 | 92.87% | 99.98% | 100% | 99.96% | 99.9% | 99.57% | 60.62% | 80.59% | 83.2% | 76.34% | 78.76% | 71.57% | 73.36% | 46.73% | 62.29% | 64.86% | 96.9%
20200 | 92.68% | 99.98% | 100% | 99.96% | 99.9% | 99.56% | 60.31% | 80.36% | 83% | 76.08% | 78.52% | 71.3% | 73.08% | 46.49% | 62.09% | 64.66% | 96.79%
20300 | 92.47% | 99.98% | 100% | 99.96% | 99.89% | 99.54% | 60% | 80.13% | 82.79% | 75.83% | 78.28% | 71.01% | 72.81% | 46.26% | 61.89% | 64.47% | 96.69%
20400 | 92.27% | 99.98% | 100% | 99.96% | 99.88% | 99.52% | 59.7% | 79.9% | 82.58% | 75.59% | 78.04% | 70.72% | 72.54% | 46.04% | 61.68% | 64.27% | 96.57%
20500 | 92.06% | 99.98% | 100% | 99.95% | 99.88% | 99.5% | 59.37% | 79.67% | 82.38% | 75.33% | 77.8% | 70.44% | 72.27% | 45.81% | 61.48% | 64.07% | 96.46%
20600 | 91.84% | 99.98% | 100% | 99.95% | 99.87% | 99.48% | 59.05% | 79.43% | 82.17% | 75.08% | 77.56% | 70.16% | 71.99% | 45.57% | 61.28% | 63.86% | 96.35%
20700 | 91.65% | 99.98% | 100% | 99.95% | 99.86% | 99.46% | 58.73% | 79.19% | 81.97% | 74.81% | 77.31% | 69.89% | 71.71% | 45.33% | 61.07% | 63.66% | 96.22%
20800 | 91.44% | 99.98% | 100% | 99.95% | 99.85% | 99.43% | 58.42% | 78.95% | 81.76% | 74.56% | 77.07% | 69.61% | 71.43% | 45.09% | 60.86% | 63.46% | 96.07%
20900 | 91.25% | 99.97% | 100% | 99.94% | 99.84% | 99.41% | 58.12% | 78.71% | 81.55% | 74.31% | 76.81% | 69.33% | 71.15% | 44.87% | 60.65% | 63.26% | 95.95%
21000 | 91.04% | 99.97% | 100% | 99.94% | 99.83% | 99.38% | 57.81% | 78.47% | 81.33% | 74.05% | 76.56% | 69.05% | 70.88% | 44.63% | 60.45% | 63.06% | 95.82%
21100 | 90.83% | 99.97% | 100% | 99.94% | 99.82% | 99.35% | 57.52% | 78.22% | 81.11% | 73.78% | 76.31% | 68.77% | 70.6% | 44.39% | 60.24% | 62.86% | 95.71%
21200 | 90.61% | 99.97% | 100% | 99.93% | 99.81% | 99.32% | 57.21% | 77.98% | 80.89% | 73.52% | 76.06% | 68.48% | 70.32% | 44.14% | 60.03% | 62.66% | 95.59%
21300 | 90.39% | 99.96% | 100% | 99.93% | 99.81% | 99.29% | 56.91% | 77.73% | 80.66% | 73.26% | 75.81% | 68.19% | 70.05% | 43.9% | 59.83% | 62.45% | 95.47%
21400 | 90.16% | 99.96% | 100% | 99.92% | 99.8% | 99.25% | 56.6% | 77.47% | 80.45% | 72.99% | 75.56% | 67.9% | 69.78% | 43.66% | 59.62% | 62.25% | 95.34%
21500 | 89.91% | 99.96% | 100% | 99.92% | 99.79% | 99.21% | 56.31% | 77.22% | 80.21% | 72.73% | 75.31% | 67.6% | 69.5% | 43.42% | 59.42% | 62.05% | 95.19%
21600 | 89.67% | 99.96% | 100% | 99.91% | 99.79% | 99.18% | 56.01% | 76.97% | 79.98% | 72.47% | 75.07% | 67.3% | 69.22% | 43.18% | 59.22% | 61.84% | 95.04%
21700 | 89.4% | 99.95% | 100% | 99.91% | 99.78% | 99.14% | 55.7% | 76.73% | 79.74% | 72.21% | 74.82% | 67% | 68.94% | 42.92% | 59.03% | 61.63% | 94.9%
21800 | 89.14% | 99.95% | 100% | 99.9% | 99.77% | 99.1% | 55.39% | 76.48% | 79.5% | 71.95% | 74.57% | 66.68% | 68.66% | 42.67% | 58.82% | 61.42% | 94.72%
21900 | 88.88% | 99.95% | 100% | 99.9% | 99.76% | 99.06% | 55.06% | 76.24% | 79.27% | 71.68% | 74.31% | 66.36% | 68.37% | 42.43% | 58.62% | 61.22% | 94.57%
22000 | 88.62% | 99.95% | 100% | 99.89% | 99.75% | 99.02% | 54.74% | 76% | 79.03% | 71.41% | 74.05% | 66.06% | 68.08% | 42.17% | 58.41% | 61.02% | 94.4%
22100 | 88.38% | 99.95% | 100% | 99.89% | 99.74% | 98.98% | 54.42% | 75.75% | 78.78% | 71.13% | 73.8% | 65.75% | 67.78% | 41.92% | 58.21% | 60.81% | 94.25%
22200 | 88.11% | 99.94% | 100% | 99.88% | 99.74% | 98.94% | 54.11% | 75.51% | 78.54% | 70.86% | 73.54% | 65.45% | 67.49% | 41.66% | 58.01% | 60.6% | 94.1%
22300 | 87.83% | 99.94% | 100% | 99.87% | 99.73% | 98.89% | 53.8% | 75.26% | 78.29% | 70.59% | 73.28% | 65.15% | 67.19% | 41.4% | 57.8% | 60.4% | 93.94%
22400 | 87.54% | 99.94% | 100% | 99.86% | 99.72% | 98.84% | 53.49% | 75.01% | 78.05% | 70.32% | 73.02% | 64.86% | 66.89% | 41.14% | 57.59% | 60.19% | 93.77%
22500 | 87.26% | 99.94% | 100% | 99.85% | 99.71% | 98.79% | 53.18% | 74.76% | 77.8% | 70.04% | 72.74% | 64.57% | 66.58% | 40.88% | 57.38% | 59.99% | 93.59%
22600 | 86.96% | 99.93% | 100% | 99.85% | 99.7% | 98.73% | 52.88% | 74.51% | 77.55% | 69.77% | 72.48% | 64.29% | 66.27% | 40.62% | 57.17% | 59.78% | 93.4%
22700 | 86.66% | 99.93% | 100% | 99.84% | 99.69% | 98.67% | 52.56% | 74.25% | 77.3% | 69.48% | 72.22% | 64% | 65.97% | 40.37% | 56.96% | 59.59% | 93.2%
22800 | 86.36% | 99.93% | 100% | 99.83% | 99.68% | 98.61% | 52.23% | 74% | 77.06% | 69.2% | 71.95% | 63.72% | 65.67% | 40.12% | 56.74% | 59.38% | 92.99%
22900 | 86.05% | 99.93% | 100% | 99.82% | 99.67% | 98.55% | 51.91% | 73.75% | 76.81% | 68.92% | 71.7% | 63.43% | 65.37% | 39.86% | 56.52% | 59.18% | 92.76%
23000 | 85.75% | 99.93% | 100% | 99.81% | 99.66% | 98.49% | 51.58% | 73.49% | 76.57% | 68.64% | 71.45% | 63.15% | 65.07% | 39.61% | 56.31% | 58.98% | 92.52%
23100 | 85.45% | 99.92% | 99.99% | 99.8% | 99.65% | 98.42% | 51.26% | 73.23% | 76.32% | 68.35% | 71.19% | 62.86% | 64.77% | 39.36% | 56.09% | 58.77% | 92.3%
23200 | 85.14% | 99.92% | 99.99% | 99.8% | 99.64% | 98.36% | 50.93% | 72.98% | 76.08% | 68.07% | 70.93% | 62.57% | 64.48% | 39.12% | 55.87% | 58.57% | 92.02%
23300 | 84.84% | 99.92% | 99.99% | 99.79% | 99.62% | 98.29% | 50.59% | 72.73% | 75.83% | 67.78% | 70.66% | 62.27% | 64.18% | 38.87% | 55.66% | 58.37% | 91.74%
23400 | 84.54% | 99.91% | 99.99% | 99.78% | 99.6% | 98.23% | 50.26% | 72.48% | 75.59% | 67.48% | 70.4% | 61.97% | 63.88% | 38.62% | 55.45% | 58.16% | 91.46%
23500 | 84.24% | 99.91% | 99.99% | 99.78% | 99.58% | 98.16% | 49.92% | 72.23% | 75.34% | 67.19% | 70.13% | 61.67% | 63.58% | 38.36% | 55.23% | 57.96% | 91.17%
23600 | 83.93% | 99.91% | 99.99% | 99.77% | 99.56% | 98.09% | 49.58% | 71.98% | 75.1% | 66.89% | 69.85% | 61.38% | 63.28% | 38.12% | 55% | 57.74% | 90.89%
23700 | 83.61% | 99.9% | 99.99% | 99.76% | 99.54% | 98.01% | 49.23% | 71.73% | 74.86% | 66.6% | 69.58% | 61.09% | 62.98% | 37.87% | 54.79% | 57.53% | 90.62%
23800 | 83.31% | 99.9% | 99.98% | 99.75% | 99.52% | 97.94% | 48.89% | 71.49% | 74.61% | 66.3% | 69.3% | 60.79% | 62.7% | 37.62% | 54.58% | 57.32% | 90.35%
23900 | 82.99% | 99.9% | 99.98% | 99.74% | 99.5% | 97.86% | 48.55% | 71.23% | 74.36% | 66% | 69.01% | 60.49% | 62.41% | 37.39% | 54.36% | 57.11% | 90.1%
24000 | 82.66% | 99.89% | 99.98% | 99.73% | 99.47% | 97.78% | 48.22% | 70.97% | 74.12% | 65.7% | 68.73% | 60.19% | 62.12% | 37.15% | 54.14% | 56.91% | 89.84%
24100 | 82.35% | 99.88% | 99.98% | 99.72% | 99.45% | 97.7% | 47.89% | 70.72% | 73.86% | 65.41% | 68.44% | 59.89% | 61.81% | 36.91% | 53.92% | 56.69% | 89.6%
24200 | 82.03% | 99.88% | 99.98% | 99.71% | 99.42% | 97.62% | 47.56% | 70.45% | 73.6% | 65.1% | 68.15% | 59.61% | 61.52% | 36.66% | 53.7% | 56.48% | 89.33%
24300 | 81.71% | 99.87% | 99.97% | 99.7% | 99.4% | 97.55% | 47.24% | 70.19% | 73.35% | 64.81% | 67.87% | 59.31% | 61.22% | 36.4% | 53.49% | 56.26% | 89.05%
24400 | 81.38% | 99.87% | 99.97% | 99.69% | 99.37% | 97.47% | 46.91% | 69.91% | 73.1% | 64.51% | 67.58% | 59% | 60.93% | 36.13% | 53.26% | 56.04% | 88.76%
24500 | 81.04% | 99.86% | 99.97% | 99.68% | 99.34% | 97.4% | 46.57% | 69.64% | 72.85% | 64.22% | 67.3% | 58.7% | 60.63% | 35.86% | 53.04% | 55.82% | 88.46%
24600 | 80.7% | 99.85% | 99.97% | 99.66% | 99.31% | 97.31% | 46.24% | 69.37% | 72.59% | 63.92% | 67% | 58.39% | 60.34% | 35.6% | 52.83% | 55.6% | 88.16%
24700 | 80.36% | 99.84% | 99.97% | 99.65% | 99.28% | 97.24% | 45.9% | 69.09% | 72.32% | 63.63% | 66.71% | 58.08% | 60.03% | 35.34% | 52.61% | 55.37% | 87.84%
24800 | 80.02% | 99.84% | 99.97% | 99.63% | 99.25% | 97.15% | 45.55% | 68.82% | 72.06% | 63.33% | 66.42% | 57.77% | 59.73% | 35.09% | 52.38% | 55.16% | 87.51%
24900 | 79.66% | 99.83% | 99.96% | 99.62% | 99.23% | 97.07% | 45.22% | 68.56% | 71.81% | 63.03% | 66.13% | 57.47% | 59.43% | 34.83% | 52.16% | 54.94% | 87.17%
25000 | 79.32% | 99.82% | 99.96% | 99.6% | 99.2% | 96.98% | 44.87% | 68.28% | 71.56% | 62.72% | 65.83% | 57.17% | 59.13% | 34.57% | 51.94% | 54.72% | 86.83%
25100 | 78.97% | 99.81% | 99.96% | 99.59% | 99.17% | 96.89% | 44.52% | 68% | 71.32% | 62.42% | 65.53% | 56.86% | 58.83% | 34.33% | 51.72% | 54.49% | 86.48%
25200 | 78.61% | 99.8% | 99.96% | 99.57% | 99.13% | 96.8% | 44.17% | 67.71% | 71.06% | 62.11% | 65.23% | 56.55% | 58.52% | 34.07% | 51.5% | 54.27% | 86.1%
25300 | 78.25% | 99.8% | 99.96% | 99.55% | 99.1% | 96.71% | 43.82% | 67.43% | 70.81% | 61.81% | 64.94% | 56.24% | 58.22% | 33.81% | 51.28% | 54.05% | 85.75%
25400 | 77.89% | 99.79% | 99.96% | 99.53% | 99.07% | 96.62% | 43.47% | 67.13% | 70.55% | 61.5% | 64.64% | 55.93% | 57.91% | 33.54% | 51.06% | 53.82% | 85.37%
25500 | 77.53% | 99.78% | 99.96% | 99.51% | 99.03% | 96.52% | 43.13% | 66.84% | 70.3% | 61.19% | 64.33% | 55.61% | 57.61% | 33.28% | 50.84% | 53.6% | 85%
25600 | 77.18% | 99.77% | 99.96% | 99.49% | 99% | 96.42% | 42.79% | 66.55% | 70.03% | 60.89% | 64.04% | 55.3% | 57.31% | 33.02% | 50.62% | 53.39% | 84.62%
25700 | 76.8% | 99.76% | 99.95% | 99.47% | 98.96% | 96.32% | 42.44% | 66.26% | 69.77% | 60.59% | 63.74% | 55% | 57% | 32.75% | 50.4% | 53.16% | 84.29%
25800 | 76.43% | 99.75% | 99.95% | 99.45% | 98.92% | 96.21% | 42.09% | 65.97% | 69.5% | 60.29% | 63.44% | 54.69% | 56.69% | 32.48% | 50.18% | 52.94% | 83.95%
25900 | 76.05% | 99.74% | 99.95% | 99.42% | 98.88% | 96.11% | 41.74% | 65.68% | 69.23% | 60% | 63.13% | 54.37% | 56.39% | 32.2% | 49.95% | 52.72% | 83.59%
26000 | 75.66% | 99.73% | 99.95% | 99.4% | 98.84% | 96% | 41.4% | 65.39% | 68.96% | 59.71% | 62.83% | 54.06% | 56.08% | 31.93% | 49.72% | 52.5% | 83.2%
26100 | 75.24% | 99.73% | 99.95% | 99.38% | 98.79% | 95.89% | 41.05% | 65.09% | 68.69% | 59.42% | 62.53% | 53.75% | 55.77% | 31.67% | 49.48% | 52.28% | 82.82%
26200 | 74.82% | 99.71% | 99.94% | 99.35% | 98.75% | 95.78% | 40.71% | 64.8% | 68.41% | 59.12% | 62.23% | 53.43% | 55.46% | 31.4% | 49.25% | 52.06% | 82.45%
26300 | 74.42% | 99.7% | 99.94% | 99.33% | 98.71% | 95.67% | 40.36% | 64.49% | 68.13% | 58.82% | 61.93% | 53.11% | 55.14% | 31.13% | 49.01% | 51.84% | 82%
26400 | 74.03% | 99.69% | 99.94% | 99.31% | 98.66% | 95.56% | 40.01% | 64.19% | 67.86% | 58.52% | 61.63% | 52.79% | 54.82% | 30.86% | 48.77% | 51.62% | 81.61%
26500 | 73.63% | 99.68% | 99.93% | 99.29% | 98.61% | 95.43% | 39.66% | 63.88% | 67.59% | 58.22% | 61.33% | 52.48% | 54.5% | 30.6% | 48.53% | 51.41% | 81.24%
26600 | 73.23% | 99.67% | 99.93% | 99.26% | 98.57% | 95.31% | 39.32% | 63.58% | 67.31% | 57.91% | 61.03% | 52.17% | 54.19% | 30.34% | 48.29% | 51.19% | 80.86%
26700 | 72.83% | 99.66% | 99.92% | 99.24% | 98.52% | 95.18% | 38.98% | 63.28% | 67.03% | 57.61% | 60.73% | 51.85% | 53.88% | 30.08% | 48.06% | 50.97% | 80.46%
26800 | 72.4% | 99.65% | 99.92% | 99.21% | 98.47% | 95.05% | 38.64% | 62.99% | 66.75% | 57.31% | 60.42% | 51.54% | 53.58% | 29.82% | 47.83% | 50.74% | 80.05%
26900 | 71.98% | 99.64% | 99.92% | 99.19% | 98.43% | 94.91% | 38.31% | 62.69% | 66.46% | 57.01% | 60.11% | 51.21% | 53.28% | 29.55% | 47.6% | 50.51% | 79.64%
27000 | 71.57% | 99.62% | 99.91% | 99.16% | 98.38% | 94.78% | 37.99% | 62.4% | 66.17% | 56.72% | 59.81% | 50.87% | 52.96% | 29.29% | 47.38% | 50.28% | 79.24%
27100 | 71.16% | 99.61% | 99.91% | 99.13% | 98.33% | 94.63% | 37.66% | 62.1% | 65.89% | 56.43% | 59.51% | 50.54% | 52.65% | 29.02% | 47.14% | 50.05% | 78.83%
27200 | 70.74% | 99.59% | 99.91% | 99.1% | 98.28% | 94.47% | 37.31% | 61.8% | 65.61% | 56.12% | 59.21% | 50.21% | 52.34% | 28.76% | 46.9% | 49.82% | 78.38%
27300 | 70.34% | 99.58% | 99.9% | 99.07% | 98.23% | 94.31% | 36.96% | 61.51% | 65.32% | 55.82% | 58.91% | 49.88% | 52.02% | 28.5% | 46.67% | 49.59% | 77.98%
27400 | 69.93% | 99.56% | 99.9% | 99.05% | 98.18% | 94.15% | 36.61% | 61.21% | 65.04% | 55.51% | 58.61% | 49.55% | 51.72% | 28.24% | 46.43% | 49.36% | 77.58%
27500 | 69.51% | 99.54% | 99.89% | 99.01% | 98.12% | 93.98% | 36.26% | 60.92% | 64.75% | 55.22% | 58.29% | 49.23% | 51.39% | 27.97% | 46.19% | 49.13% | 77.15%
27600 | 69.08% | 99.53% | 99.88% | 98.98% | 98.07% | 93.82% | 35.92% | 60.63% | 64.46% | 54.92% | 57.99% | 48.9% | 51.08% | 27.7% | 45.95% | 48.9% | 76.7%
27700 | 68.64% | 99.51% | 99.88% | 98.95% | 98.01% | 93.64% | 35.59% | 60.32% | 64.17% | 54.62% | 57.69% | 48.57% | 50.74% | 27.43% | 45.72% | 48.66% | 76.31%
27800 | 68.19% | 99.49% | 99.87% | 98.92% | 97.95% | 93.47% | 35.23% | 60.03% | 63.88% | 54.31% | 57.39% | 48.24% | 50.42% | 27.16% | 45.48% | 48.44% | 75.87%
27900 | 67.74% | 99.47% | 99.86% | 98.89% | 97.89% | 93.3% | 34.88% | 59.73% | 63.59% | 54.01% | 57.09% | 47.9% | 50.08% | 26.9% | 45.24% | 48.22% | 75.4%
28000 | 67.3% | 99.45% | 99.86% | 98.86% | 97.83% | 93.13% | 34.52% | 59.43% | 63.29% | 53.69% | 56.79% | 47.56% | 49.74% | 26.63% | 45.01% | 47.98% | 74.95%
28100 | 66.86% | 99.43% | 99.85% | 98.83% | 97.77% | 92.95% | 34.18% | 59.13% | 63.01% | 53.37% | 56.5% | 47.22% | 49.41% | 26.36% | 44.78% | 47.75% | 74.53%
28200 | 66.4% | 99.41% | 99.85% | 98.79% | 97.7% | 92.77% | 33.84% | 58.84% | 62.71% | 53.06% | 56.2% | 46.88% | 49.06% | 26.1% | 44.55% | 47.52% | 74.09%
28300 | 65.93% | 99.39% | 99.84% | 98.76% | 97.64% | 92.59% | 33.5% | 58.54% | 62.42% | 52.73% | 55.89% | 46.53% | 48.74% | 25.85% | 44.31% | 47.28% | 73.64%
28400 | 65.47% | 99.37% | 99.84% | 98.73% | 97.58% | 92.41% | 33.16% | 58.24% | 62.13% | 52.41% | 55.58% | 46.19% | 48.41% | 25.58% | 44.09% | 47.05% | 73.22%
28500 | 65.03% | 99.35% | 99.83% | 98.69% | 97.51% | 92.22% | 32.82% | 57.94% | 61.83% | 52.06% | 55.27% | 45.84% | 48.07% | 25.32% | 43.85% | 46.82% | 72.83%
28600 | 64.6% | 99.33% | 99.82% | 98.66% | 97.45% | 92.03% | 32.46% | 57.65% | 61.53% | 51.73% | 54.95% | 45.5% | 47.73% | 25.05% | 43.62% | 46.59% | 72.41%
28700 | 64.15% | 99.31% | 99.82% | 98.62% | 97.37% | 91.84% | 32.11% | 57.34% | 61.23% | 51.39% | 54.63% | 45.15% | 47.4% | 24.79% | 43.38% | 46.36% | 71.98%
28800 | 63.67% | 99.29% | 99.81% | 98.58% | 97.3% | 91.66% | 31.76% | 57.03% | 60.94% | 51.06% | 54.31% | 44.81% | 47.06% | 24.53% | 43.14% | 46.13% | 71.56%
28900 | 63.18% | 99.26% | 99.8% | 98.55% | 97.23% | 91.46% | 31.42% | 56.72% | 60.63% | 50.73% | 53.99% | 44.46% | 46.72% | 24.28% | 42.91% | 45.89% | 71.15%
29000 | 62.7% | 99.24% | 99.8% | 98.51% | 97.15% | 91.28% | 31.06% | 56.41% | 60.32% | 50.39% | 53.67% | 44.11% | 46.38% | 24.02% | 42.67% | 45.67% | 70.74%
29100 | 62.2% | 99.22% | 99.79% | 98.47% | 97.07% | 91.09% | 30.7% | 56.1% | 60.02% | 50.05% | 53.36% | 43.77% | 46.03% | 23.76% | 42.43% | 45.43% | 70.32%
29200 | 61.72% | 99.2% | 99.78% | 98.43% | 97% | 90.9% | 30.34% | 55.79% | 59.71% | 49.71% | 53.04% | 43.42% | 45.68% | 23.5% | 42.19% | 45.2% | 69.91%
29300 | 61.22% | 99.18% | 99.77% | 98.38% | 96.92% | 90.7% | 29.99% | 55.47% | 59.4% | 49.38% | 52.72% | 43.08% | 45.34% | 23.24% | 41.95% | 44.97% | 69.52%
29400 | 60.72% | 99.16% | 99.76% | 98.34% | 96.84% | 90.51% | 29.64% | 55.15% | 59.09% | 49.05% | 52.4% | 42.73% | 45% | 22.99% | 41.7% | 44.73% | 69.13%
29500 | 60.24% | 99.13% | 99.75% | 98.3% | 96.76% | 90.31% | 29.3% | 54.83% | 58.79% | 48.72% | 52.09% | 42.39% | 44.65% | 22.73% | 41.46% | 44.5% | 68.76%
29600 | 59.75% | 99.11% | 99.75% | 98.25% | 96.67% | 90.11% | 28.94% | 54.51% | 58.48% | 48.41% | 51.76% | 42.04% | 44.3% | 22.48% | 41.22% | 44.27% | 68.37%
29700 | 59.26% | 99.09% | 99.74% | 98.2% | 96.57% | 89.91% | 28.58% | 54.19% | 58.17% | 48.08% | 51.44% | 41.7% | 43.96% | 22.23% | 40.96% | 44.04% | 68.02%
29800 | 58.76% | 99.06% | 99.73% | 98.15% | 96.47% | 89.7% | 28.22% | 53.87% | 57.87% | 47.75% | 51.11% | 41.36% | 43.61% | 21.97% | 40.71% | 43.81% | 67.62%
29900 | 58.29% | 99.04% | 99.72% | 98.09% | 96.37% | 89.49% | 27.86% | 53.55% | 57.56% | 47.42% | 50.78% | 41.02% | 43.27% | 21.71% | 40.46% | 43.57% | 67.2%
30000 | 57.8% | 99.01% | 99.71% | 98.04% | 96.27% | 89.28% | 27.5% | 53.23% | 57.25% | 47.08% | 50.45% | 40.67% | 42.93% | 21.44% | 40.21% | 43.33% | 66.78%
30100 | 57.32% | 98.98% | 99.69% | 97.98% | 96.17% | 89.07% | 27.15% | 52.92% | 56.94% | 46.75% | 50.12% | 40.33% | 42.57% | 21.18% | 39.96% | 43.08% | 66.38%
30200 | 56.85% | 98.95% | 99.68% | 97.91% | 96.06% | 88.85% | 26.8% | 52.6% | 56.62% | 46.4% | 49.8% | 39.98% | 42.22% | 20.93% | 39.71% | 42.85% | 65.94%
30300 | 56.36% | 98.92% | 99.67% | 97.85% | 95.94% | 88.63% | 26.43% | 52.29% | 56.29% | 46.07% | 49.48% | 39.63% | 41.87% | 20.68% | 39.45% | 42.61% | 65.48%
30400 | 55.86% | 98.89% | 99.66% | 97.78% | 95.83% | 88.4% | 26.07% | 51.97% | 55.97% | 45.73% | 49.15% | 39.29% | 41.52% | 20.43% | 39.19% | 42.36% | 65.02%
30500 | 55.35% | 98.86% | 99.65% | 97.71% | 95.71% | 88.18% | 25.7% | 51.64% | 55.66% | 45.4% | 48.82% | 38.94% | 41.18% | 20.17% | 38.92% | 42.11% | 64.54%
30600 | 54.87% | 98.84% | 99.63% | 97.64% | 95.6% | 87.95% | 25.36% | 51.32% | 55.36% | 45.06% | 48.5% | 38.6% | 40.85% | 19.91% | 38.67% | 41.86% | 64.06%
30700 | 54.4% | 98.81% | 99.62% | 97.58% | 95.48% | 87.72% | 25% | 50.99% | 55.04% | 44.72% | 48.17% | 38.25% | 40.51% | 19.65% | 38.4% | 41.63% | 63.57%
30800 | 53.92% | 98.78% | 99.6% | 97.5% | 95.35% | 87.49% | 24.66% | 50.68% | 54.72% | 44.38% | 47.84% | 37.88% | 40.16% | 19.41% | 38.14% | 41.39% | 63.04%
30900 | 53.42% | 98.74% | 99.59% | 97.43% | 95.23% | 87.26% | 24.32% | 50.36% | 54.41% | 44.03% | 47.51% | 37.52% | 39.81% | 19.16% | 37.88% | 41.15% | 62.52%
31000 | 52.92% | 98.71% | 99.58% | 97.36% | 95.1% | 87.02% | 23.98% | 50.04% | 54.1% | 43.69% | 47.17% | 37.17% | 39.46% | 18.92% | 37.62% | 40.9% | 62.04%
31100 | 52.41% | 98.67% | 99.56% | 97.29% | 94.98% | 86.77% | 23.65% | 49.71% | 53.77% | 43.34% | 46.82% | 36.81% | 39.11% | 18.67% | 37.38% | 40.65% | 61.6%
31200 | 51.9% | 98.64% | 99.55% | 97.22% | 94.86% | 86.51% | 23.32% | 49.38% | 53.46% | 42.99% | 46.48% | 36.46% | 38.75% | 18.43% | 37.13% | 40.41% | 61.13%
31300 | 51.41% | 98.6% | 99.53% | 97.15% | 94.73% | 86.26% | 22.99% | 49.06% | 53.14% | 42.64% | 46.14% | 36.11% | 38.4% | 18.19% | 36.87% | 40.16% | 60.67%
31400 | 50.94% | 98.57% | 99.51% | 97.07% | 94.6% | 86% | 22.66% | 48.73% | 52.82% | 42.28% | 45.8% | 35.76% | 38.05% | 17.95% | 36.62% | 39.91% | 60.17%
31500 | 50.44% | 98.53% | 99.5% | 97% | 94.47% | 85.73% | 22.34% | 48.39% | 52.5% | 41.93% | 45.47% | 35.4% | 37.7% | 17.71% | 36.36% | 39.66% | 59.69%
31600 | 49.94% | 98.49% | 99.48% | 96.92% | 94.34% | 85.46% | 22.02% | 48.06% | 52.18% | 41.58% | 45.13% | 35.06% | 37.35% | 17.48% | 36.1% | 39.41% | 59.16%
31700 | 49.45% | 98.45% | 99.47% | 96.85% | 94.2% | 85.19% | 21.7% | 47.72% | 51.85% | 41.22% | 44.8% | 34.72% | 37% | 17.24% | 35.85% | 39.15% | 58.63%
31800 | 48.99% | 98.42% | 99.45% | 96.76% | 94.07% | 84.91% | 21.38% | 47.38% | 51.53% | 40.86% | 44.46% | 34.37% | 36.64% | 16.99% | 35.6% | 38.9% | 58.1%
31900 | 48.52% | 98.38% | 99.44% | 96.69% | 93.92% | 84.63% | 21.06% | 47.03% | 51.2% | 40.52% | 44.12% | 34.02% | 36.28% | 16.76% | 35.34% | 38.64% | 57.6%
32000 | 48.05% | 98.34% | 99.42% | 96.6% | 93.78% | 84.35% | 20.76% | 46.69% | 50.87% | 40.17% | 43.77% | 33.67% | 35.92% | 16.52% | 35.08% | 38.39% | 57.16%
32100 | 47.57% | 98.3% | 99.41% | 96.52% | 93.63% | 84.05% | 20.46% | 46.35% | 50.55% | 39.83% | 43.42% | 33.33% | 35.57% | 16.28% | 34.83% | 38.13% | 56.73%
32200 | 47.12% | 98.27% | 99.39% | 96.43% | 93.49% | 83.76% | 20.16% | 45.99% | 50.23% | 39.48% | 43.08% | 32.98% | 35.22% | 16.04% | 34.57% | 37.87% | 56.29%
32300 | 46.65% | 98.23% | 99.37% | 96.34% | 93.34% | 83.47% | 19.87% | 45.64% | 49.91% | 39.14% | 42.72% | 32.65% | 34.88% | 15.81% | 34.32% | 37.61% | 55.86%
32400 | 46.2% | 98.18% | 99.36% | 96.25% | 93.19% | 83.17% | 19.58% | 45.3% | 49.59% | 38.79% | 42.37% | 32.32% | 34.53% | 15.58% | 34.06% | 37.36% | 55.41%
32500 | 45.76% | 98.14% | 99.34% | 96.16% | 93.04% | 82.86% | 19.29% | 44.96% | 49.26% | 38.43% | 42.02% | 31.98% | 34.19% | 15.34% | 33.8% | 37.11% | 54.9%
32600 | 45.31% | 98.1% | 99.32% | 96.07% | 92.9% | 82.55% | 18.99% | 44.62% | 48.93% | 38.1% | 41.67% | 31.64% | 33.84% | 15.1% | 33.55% | 36.85% | 54.4%
32700 | 44.86% | 98.05% | 99.3% | 95.97% | 92.75% | 82.24% | 18.7% | 44.28% | 48.6% | 37.76% | 41.32% | 31.29% | 33.5% | 14.88% | 33.29% | 36.6% | 53.91%
32800 | 44.4% | 98.01% | 99.28% | 95.87% | 92.59% | 81.93% | 18.41% | 43.93% | 48.28% | 37.42% | 40.97% | 30.94% | 33.16% | 14.67% | 33.03% | 36.35% | 53.44%
32900 | 43.96% | 97.96% | 99.26% | 95.77% | 92.44% | 81.62% | 18.14% | 43.58% | 47.95% | 37.07% | 40.61% | 30.58% | 32.82% | 14.46% | 32.77% | 36.09% | 52.99%
33000 | 43.5% | 97.91% | 99.24% | 95.66% | 92.29% | 81.31% | 17.87% | 43.23% | 47.62% | 36.74% | 40.25% | 30.24% | 32.49% | 14.26% | 32.52% | 35.84% | 52.5%
33100 | 43.06% | 97.86% | 99.22% | 95.56% | 92.13% | 80.98% | 17.6% | 42.88% | 47.28% | 36.4% | 39.9% | 29.89% | 32.15% | 14.05% | 32.26% | 35.58% | 52.06%
33200 | 42.63% | 97.8% | 99.2% | 95.46% | 91.98% | 80.65% | 17.34% | 42.54% | 46.94% | 36.05% | 39.56% | 29.54% | 31.81% | 13.85% | 32% | 35.33% | 51.63%
33300 | 42.21% | 97.74% | 99.18% | 95.35% | 91.82% | 80.33% | 17.06% | 42.2% | 46.6% | 35.71% | 39.21% | 29.19% | 31.47% | 13.65% | 31.74% | 35.08% | 51.22%
33400 | 41.78% | 97.68% | 99.15% | 95.25% | 91.67% | 79.99% | 16.79% | 41.86% | 46.26% | 35.36% | 38.86% | 28.83% | 31.13% | 13.44% | 31.47% | 34.83% | 50.78%
33500 | 41.35% | 97.61% | 99.13% | 95.13% | 91.52% | 79.66% | 16.52% | 41.52% | 45.91% | 35.01% | 38.52% | 28.48% | 30.78% | 13.24% | 31.23% | 34.58% | 50.37%
33600 | 40.92% | 97.55% | 99.1% | 95.02% | 91.37% | 79.32% | 16.25% | 41.17% | 45.56% | 34.67% | 38.19% | 28.12% | 30.44% | 13.04% | 30.97% | 34.32% | 49.94%
33700 | 40.5% | 97.48% | 99.08% | 94.9% | 91.22% | 78.97% | 15.99% | 40.83% | 45.2% | 34.32% | 37.86% | 27.76% | 30.09% | 12.84% | 30.72% | 34.07% | 49.54%
33800 | 40.07% | 97.41% | 99.05% | 94.79% | 91.07% | 78.63% | 15.72% | 40.49% | 44.86% | 33.98% | 37.52% | 27.41% | 29.73% | 12.65% | 30.47% | 33.82% | 49.12%
33900 | 39.64% | 97.34% | 99.03% | 94.67% | 90.91% | 78.27% | 15.47% | 40.15% | 44.51% | 33.64% | 37.19% | 27.07% | 29.38% | 12.45% | 30.22% | 33.57% | 48.67%
34000 | 39.2% | 97.27% | 99% | 94.56% | 90.75% | 77.93% | 15.21% | 39.81% | 44.17% | 33.31% | 36.86% | 26.73% | 29.02% | 12.27% | 29.97% | 33.31% | 48.29%
34100 | 38.76% | 97.2% | 98.97% | 94.44% | 90.59% | 77.57% | 14.96% | 39.47% | 43.83% | 32.97% | 36.52% | 26.39% | 28.67% | 12.06% | 29.72% | 33.06% | 47.95%
34200 | 38.33% | 97.13% | 98.94% | 94.33% | 90.43% | 77.21% | 14.73% | 39.13% | 43.49% | 32.64% | 36.2% | 26.08% | 28.33% | 11.88% | 29.48% | 32.81% | 47.61%
34300 | 37.89% | 97.05% | 98.91% | 94.21% | 90.26% | 76.86% | 14.48% | 38.79% | 43.14% | 32.3% | 35.86% | 25.76% | 27.99% | 11.68% | 29.23% | 32.56% | 47.25%
34400 | 37.44% | 96.98% | 98.88% | 94.1% | 90.09% | 76.51% | 14.22% | 38.46% | 42.79% | 31.95% | 35.52% | 25.44% | 27.64% | 11.47% | 28.98% | 32.31% | 46.87%
34500 | 36.99% | 96.9% | 98.85% | 93.97% | 89.92% | 76.16% | 13.97% | 38.13% | 42.45% | 31.6% | 35.19% | 25.12% | 27.31% | 11.28% | 28.73% | 32.06% | 46.5%
34600 | 36.56% | 96.82% | 98.82% | 93.85% | 89.74% | 75.8% | 13.72% | 37.79% | 42.1% | 31.27% | 34.85% | 24.8% | 26.97% | 11.09% | 28.48% | 31.8% | 46.17%
34700 | 36.14% | 96.74% | 98.79% | 93.73% | 89.56% | 75.44% | 13.47% | 37.48% | 41.76% | 30.94% | 34.51% | 24.48% | 26.64% | 10.91% | 28.22% | 31.55% | 45.82%
34800 | 35.69% | 96.66% | 98.76% | 93.6% | 89.38% | 75.08% | 13.22% | 37.15% | 41.43% | 30.6% | 34.16% | 24.15% | 26.32% | 10.73% | 27.97% | 31.3% | 45.48%
34900 | 35.24% | 96.57% | 98.72% | 93.48% | 89.19% | 74.71% | 12.97% | 36.82% | 41.09% | 30.25% | 33.82% | 23.82% | 25.99% | 10.54% | 27.71% | 31.05% | 45.13%
35000 | 34.82% | 96.49% | 98.69% | 93.35% | 89% | 74.34% | 12.74% | 36.5% | 40.75% | 29.92% | 33.49% | 23.49% | 25.65% | 10.36% | 27.46% | 30.8% | 44.8%
35100 | 34.41% | 96.4% | 98.65% | 93.22% | 88.81% | 73.96% | 12.5% | 36.16% | 40.42% | 29.59% | 33.16% | 23.16% | 25.31% | 10.18% | 27.21% | 30.55% | 44.48%
35200 | 34.01% | 96.32% | 98.62% | 93.09% | 88.62% | 73.58% | 12.26% | 35.83% | 40.09% | 29.26% | 32.8% | 22.84% | 24.98% | 10.01% | 26.96% | 30.29% | 44.09%
35300 | 33.6% | 96.23% | 98.58% | 92.96% | 88.42% | 73.2% | 12.03% | 35.5% | 39.75% | 28.93% | 32.47% | 22.51% | 24.66% | 9.826% | 26.7% | 30.03% | 43.69%
35400 | 33.17% | 96.13% | 98.55% | 92.83% | 88.22% | 72.82% | 11.8% | 35.17% | 39.41% | 28.6% | 32.13% | 22.19% | 24.32% | 9.661% | 26.44% | 29.78% | 43.23%
35500 | 32.74% | 96.05% | 98.51% | 92.7% | 88.02% | 72.43% | 11.59% | 34.85% | 39.07% | 28.26% | 31.8% | 21.87% | 24% | 9.498% | 26.2% | 29.52% | 42.73%
35600 | 32.32% | 95.96% | 98.47% | 92.57% | 87.82% | 72.05% | 11.37% | 34.53% | 38.73% | 27.93% | 31.46% | 21.56% | 23.68% | 9.339% | 25.95% | 29.27% | 42.3%
35700 | 31.91% | 95.86% | 98.43% | 92.43% | 87.61% | 71.66% | 11.16% | 34.19% | 38.39% | 27.6% | 31.12% | 21.26% | 23.36% | 9.172% | 25.7% | 29.02% | 41.88%
35800 | 31.5% | 95.76% | 98.39% | 92.3% | 87.41% | 71.27% | 10.97% | 33.87% | 38.08% | 27.26% | 30.78% | 20.96% | 23.06% | 8.994% | 25.45% | 28.76% | 41.42%
35900 | 31.08% | 95.67% | 98.35% | 92.16% | 87.2% | 70.89% | 10.76% | 33.55% | 37.75% | 26.93% | 30.44% | 20.66% | 22.75% | 8.833% | 25.2% | 28.5% | 40.98%
36000 | 30.67% | 95.57% | 98.31% | 92.03% | 86.99% | 70.5% | 10.56% | 33.23% | 37.43% | 26.6% | 30.09% | 20.37% | 22.45% | 8.677% | 24.95% | 28.25% | 40.56%
36100 | 30.26% | 95.47% | 98.26% | 91.88% | 86.78% | 70.11% | 10.36% | 32.9% | 37.1% | 26.28% | 29.74% | 20.07% | 22.12% | 8.522% | 24.71% | 27.99% | 40.15%
36200 | 29.84% | 95.37% | 98.22% | 91.74% | 86.57% | 69.71% | 10.16% | 32.57% | 36.78% | 25.96% | 29.41% | 19.78% | 21.8% | 8.375% | 24.46% | 27.72% | 39.73%
36300 | 29.43% | 95.27% | 98.17% | 91.6% | 86.36% | 69.29% | 9.959% | 32.23% | 36.45% | 25.63% | 29.08% | 19.49% | 21.49% | 8.226% | 24.22% | 27.46% | 39.31%
36400 | 29.02% | 95.18% | 98.12% | 91.45% | 86.14% | 68.89% | 9.761% | 31.9% | 36.12% | 25.32% | 28.75% | 19.22% | 21.19% | 8.067% | 23.98% | 27.2% | 38.89%
36500 | 28.6% | 95.07% | 98.08% | 91.31% | 85.92% | 68.47% | 9.552% | 31.58% | 35.79% | 25% | 28.42% | 18.94% | 20.89% | 7.915% | 23.74% | 26.95% | 38.51%
36600 | 28.16% | 94.97% | 98.04% | 91.17% | 85.7% | 68.05% | 9.36% | 31.26% | 35.47% | 24.68% | 28.1% | 18.68% | 20.59% | 7.77% | 23.49% | 26.69% | 38.09%
36700 | 27.75% | 94.87% | 97.99% | 91.02% | 85.47% | 67.64% | 9.169% | 30.93% | 35.14% | 24.37% | 27.78% | 18.42% | 20.29% | 7.611% | 23.25% | 26.44% | 37.61%
36800 | 27.34% | 94.76% | 97.94% | 90.88% | 85.25% | 67.23% | 8.976% | 30.6% | 34.82% | 24.06% | 27.45% | 18.15% | 20% | 7.456% | 23.01% | 26.2% | 37.18%
36900 | 26.94% | 94.66% | 97.89% | 90.73% | 85.02% | 66.82% | 8.783% | 30.27% | 34.5% | 23.75% | 27.13% | 17.88% | 19.72% | 7.311% | 22.78% | 25.95% | 36.74%
37000 | 26.54% | 94.56% | 97.84% | 90.58% | 84.79% | 66.4% | 8.591% | 29.93% | 34.17% | 23.45% | 26.8% | 17.61% | 19.44% | 7.162% | 22.55% | 25.7% | 36.26%
37100 | 26.13% | 94.46% | 97.79% | 90.43% | 84.56% | 65.99% | 8.398% | 29.6% | 33.86% | 23.16% | 26.48% | 17.36% | 19.17% | 7.018% | 22.31% | 25.46% | 35.83%
37200 | 25.73% | 94.35% | 97.74% | 90.28% | 84.32% | 65.56% | 8.214% | 29.27% | 33.53% | 22.86% | 26.16% | 17.11% | 18.9% | 6.873% | 22.09% | 25.21% | 35.36%
37300 | 25.34% | 94.25% | 97.69% | 90.12% | 84.08% | 65.14% | 8.033% | 28.94% | 33.21% | 22.57% | 25.84% | 16.86% | 18.63% | 6.729% | 21.86% | 24.97% | 34.94%
37400 | 24.95% | 94.14% | 97.64% | 89.97% | 83.83% | 64.73% | 7.87% | 28.61% | 32.9% | 22.27% | 25.52% | 16.6% | 18.36% | 6.59% | 21.63% | 24.74% | 34.54%
37500 | 24.58% | 94.04% | 97.59% | 89.82% | 83.58% | 64.31% | 7.705% | 28.29% | 32.57% | 21.98% | 25.2% | 16.34% | 18.08% | 6.455% | 21.41% | 24.51% | 34.14%
37600 | 24.21% | 93.93% | 97.53% | 89.67% | 83.32% | 63.88% | 7.543% | 27.97% | 32.25% | 21.69% | 24.9% | 16.09% | 17.81% | 6.323% | 21.19% | 24.27% | 33.75%
37700 | 23.85% | 93.81% | 97.48% | 89.52% | 83.06% | 63.45% | 7.386% | 27.67% | 31.93% | 21.41% | 24.59% | 15.84% | 17.54% | 6.191% | 20.97% | 24.04% | 33.34%
37800 | 23.48% | 93.7% | 97.42% | 89.35% | 82.8% | 63.02% | 7.232% | 27.36% | 31.6% | 21.13% | 24.29% | 15.6% | 17.27% | 6.059% | 20.75% | 23.8% | 32.93%
37900 | 23.1% | 93.59% | 97.35% | 89.19% | 82.53% | 62.59% | 7.071% | 27.05% | 31.29% | 20.85% | 23.99% | 15.36% | 17.01% | 5.93% | 20.53% | 23.57% | 32.49%
38000 | 22.7% | 93.49% | 97.29% | 89.04% | 82.25% | 62.16% | 6.916% | 26.73% | 30.96% | 20.56% | 23.69% | 15.13% | 16.75% | 5.808% | 20.3% | 23.34% | 32.07%
38100 | 22.32% | 93.37% | 97.23% | 88.87% | 81.97% | 61.72% | 6.759% | 26.42% | 30.65% | 20.28% | 23.4% | 14.89% | 16.49% | 5.688% | 20.07% | 23.11% | 31.67%
38200 | 21.95% | 93.26% | 97.15% | 88.71% | 81.7% | 61.29% | 6.605% | 26.12% | 30.34% | 20% | 23.11% | 14.65% | 16.24% | 5.562% | 19.84% | 22.87% | 31.25%
38300 | 21.59% | 93.15% | 97.09% | 88.54% | 81.42% | 60.88% | 6.452% | 25.82% | 30.02% | 19.73% | 22.83% | 14.43% | 15.99% | 5.439% | 19.6% | 22.65% | 30.92%
38400 | 21.23% | 93.04% | 97.02% | 88.37% | 81.14% | 60.47% | 6.313% | 25.52% | 29.7% | 19.46% | 22.54% | 14.18% | 15.74% | 5.328% | 19.37% | 22.42% | 30.58%
38500 | 20.87% | 92.93% | 96.95% | 88.2% | 80.86% | 60.04% | 6.17% | 25.22% | 29.39% | 19.19% | 22.25% | 13.96% | 15.49% | 5.22% | 19.14% | 22.19% | 30.23%
38600 | 20.52% | 92.82% | 96.88% | 88.03% | 80.58% | 59.6% | 6.02% | 24.92% | 29.07% | 18.91% | 21.97% | 13.73% | 15.25% | 5.103% | 18.92% | 21.97% | 29.87%
38700 | 20.18% | 92.7% | 96.81% | 87.85% | 80.29% | 59.17% | 5.875% | 24.63% | 28.75% | 18.65% | 21.67% | 13.5% | 15.01% | 4.984% | 18.69% | 21.74% | 29.51%
38800 | 19.82% | 92.59% | 96.73% | 87.67% | 80% | 58.74% | 5.737% | 24.34% | 28.44% | 18.37% | 21.39% | 13.28% | 14.78% | 4.863% | 18.48% | 21.52% | 29.15%
38900 | 19.47% | 92.47% | 96.66% | 87.49% | 79.7% | 58.3% | 5.599% | 24.05% | 28.13% | 18.1% | 21.09% | 13.06% | 14.55% | 4.744% | 18.25% | 21.3% | 28.79%
39000 | 19.12% | 92.35% | 96.58% | 87.31% | 79.41% | 57.87% | 5.46% | 23.76% | 27.81% | 17.84% | 20.81% | 12.83% | 14.31% | 4.634% | 18.03% | 21.07% | 28.42%
39100 | 18.78% | 92.23% | 96.5% | 87.13% | 79.11% | 57.43% | 5.323% | 23.47% | 27.51% | 17.57% | 20.52% | 12.62% | 14.08% | 4.529% | 17.81% | 20.84% | 28.08%
39200 | 18.43% | 92.11% | 96.43% | 86.95% | 78.81% | 56.98% | 5.178% | 23.17% | 27.2% | 17.31% | 20.23% | 12.41% | 13.86% | 4.422% | 17.6% | 20.62% | 27.69%
39300 | 18.09% | 91.99% | 96.35% | 86.76% | 78.51% | 56.53% | 5.037% | 22.89% | 26.9% | 17.06% | 19.95% | 12.2% | 13.64% | 4.31% | 17.39% | 20.39% | 27.32%
39400 | 17.73% | 91.86% | 96.27% | 86.57% | 78.2% | 56.09% | 4.895% | 22.61% | 26.6% | 16.81% | 19.67% | 11.99% | 13.42% | 4.212% | 17.18% | 20.17% | 26.96%
39500 | 17.38% | 91.73% | 96.19% | 86.38% | 77.89% | 55.65% | 4.755% | 22.32% | 26.3% | 16.55% | 19.4% | 11.78% | 13.2% | 4.122% | 16.97% | 19.95% | 26.61%
39600 | 17.03% | 91.61% | 96.11% | 86.19% | 77.58% | 55.23% | 4.62% | 22.04% | 26% | 16.3% | 19.13% | 11.57% | 12.98% | 4.028% | 16.76% | 19.73% | 26.22%
39700 | 16.69% | 91.49% | 96.03% | 85.99% | 77.26% | 54.8% | 4.493% | 21.76% | 25.7% | 16.05% | 18.86% | 11.38% | 12.76% | 3.936% | 16.55% | 19.52% | 25.82%
39800 | 16.35% | 91.36% | 95.94% | 85.8% | 76.95% | 54.38% | 4.379% | 21.48% | 25.4% | 15.81% | 18.59% | 11.18% | 12.56% | 3.847% | 16.34% | 19.31% | 25.45%
39900 | 16% | 91.23% | 95.86% | 85.61% | 76.64% | 53.96% | 4.257% | 21.2% | 25.11% | 15.57% | 18.33% | 10.99% | 12.35% | 3.752% | 16.13% | 19.09% | 25.06%
40000 | 15.64% | 91.1% | 95.78% | 85.41% | 76.33% | 53.54% | 4.138% | 20.93% | 24.81% | 15.35% | 18.06% | 10.8% | 12.15% | 3.659% | 15.93% | 18.89% | 24.66%
40100 | 15.29% | 90.97% | 95.69% | 85.2% | 76.01% | 53.13% | 4.009% | 20.65% | 24.53% | 15.13% | 17.8% | 10.6% | 11.95% | 3.573% | 15.73% | 18.68% | 24.25%
40200 | 14.97% | 90.84% | 95.6% | 84.99% | 75.68% | 52.71% | 3.884% | 20.39% | 24.24% | 14.9% | 17.54% | 10.4% | 11.75% | 3.487% | 15.53% | 18.47% | 23.89%
40300 | 14.63% | 90.7% | 95.52% | 84.79% | 75.36% | 52.3% | 3.767% | 20.11% | 23.94% | 14.68% | 17.28% | 10.21% | 11.54% | 3.397% | 15.33% | 18.26% | 23.52%
40400 | 14.29% | 90.57% | 95.44% | 84.59% | 75.04% | 51.9% | 3.656% | 19.84% | 23.66% | 14.46% | 17.03% | 10.01% | 11.33% | 3.304% | 15.13% | 18.05% | 23.12%
40500 | 13.96% | 90.44% | 95.35% | 84.38% | 74.71% | 51.49% | 3.556% | 19.58% | 23.37% | 14.25% | 16.77% | 9.823% | 11.13% | 3.213% | 14.93% | 17.82% | 22.71%
40600 | 13.64% | 90.3% | 95.26% | 84.18% | 74.38% | 51.07% | 3.465% | 19.32% | 23.09% | 14.04% | 16.51% | 9.643% | 10.94% | 3.129% | 14.73% | 17.61% | 22.31%
40700 | 13.33% | 90.16% | 95.17% | 83.97% | 74.05% | 50.66% | 3.378% | 19.06% | 22.79% | 13.83% | 16.26% | 9.469% | 10.74% | 3.04% | 14.53% | 17.4% | 21.85%
40800 | 13.02% | 90.02% | 95.08% | 83.76% | 73.73% | 50.24% | 3.288% | 18.8% | 22.52% | 13.62% | 16.03% | 9.292% | 10.54% | 2.954% | 14.34% | 17.19% | 21.39%
40900 | 12.7% | 89.87% | 94.99% | 83.56% | 73.4% | 49.83% | 3.192% | 18.55% | 22.23% | 13.4% | 15.79% | 9.114% | 10.34% | 2.872% | 14.14% | 16.98% | 20.93%
41000 | 12.38% | 89.72% | 94.91% | 83.34% | 73.07% | 49.42% | 3.098% | 18.3% | 21.94% | 13.19% | 15.56% | 8.942% | 10.15% | 2.791% | 13.95% | 16.77% | 20.47%
41100 | 12.09% | 89.57% | 94.81% | 83.13% | 72.72% | 49% | 3.013% | 18.05% | 21.66% | 12.99% | 15.34% | 8.763% | 9.955% | 2.719% | 13.75% | 16.56% | 20.04%
41200 | 11.81% | 89.43% | 94.72% | 82.91% | 72.37% | 48.58% | 2.927% | 17.8% | 21.38% | 12.79% | 15.12% | 8.591% | 9.768% | 2.646% | 13.57% | 16.34% | 19.58%
41300 | 11.51% | 89.27% | 94.63% | 82.7% | 72.04% | 48.17% | 2.834% | 17.55% | 21.11% | 12.58% | 14.9% | 8.417% | 9.591% | 2.581% | 13.38% | 16.14% | 19.13%
41400 | 11.22% | 89.12% | 94.54% | 82.48% | 71.68% | 47.76% | 2.747% | 17.32% | 20.83% | 12.38% | 14.68% | 8.242% | 9.414% | 2.513% | 13.19% | 15.93% | 18.7%
41500 | 10.95% | 88.98% | 94.44% | 82.25% | 71.33% | 47.34% | 2.663% | 17.08% | 20.56% | 12.17% | 14.47% | 8.07% | 9.233% | 2.446% | 13.01% | 15.73% | 18.3%
41600 | 10.67% | 88.83% | 94.35% | 82.01% | 70.98% | 46.93% | 2.584% | 16.86% | 20.28% | 11.97% | 14.26% | 7.898% | 9.055% | 2.381% | 12.81% | 15.53% | 17.86%
41700 | 10.4% | 88.67% | 94.26% | 81.77% | 70.63% | 46.51% | 2.504% | 16.63% | 20.02% | 11.77% | 14.06% | 7.733% | 8.876% | 2.316% | 12.63% | 15.34% | 17.47%
41800 | 10.11% | 88.5% | 94.16% | 81.53% | 70.28% | 46.08% | 2.429% | 16.4% | 19.76% | 11.58% | 13.84% | 7.573% | 8.698% | 2.248% | 12.45% | 15.14% | 17.03%
41900 | 9.845% | 88.34% | 94.07% | 81.29% | 69.92% | 45.67% | 2.365% | 16.18% | 19.5% | 11.39% | 13.63% | 7.413% | 8.528% | 2.191% | 12.27% | 14.95% | 16.58%
42000 | 9.583% | 88.18% | 93.97% | 81.05% | 69.57% | 45.24% | 2.302% | 15.95% | 19.24% | 11.19% | 13.42% | 7.255% | 8.361% | 2.132% | 12.09% | 14.76% | 16.15%
42100 | 9.326% | 88.02% | 93.88% | 80.8% | 69.21% | 44.82% | 2.239% | 15.73% | 18.99% | 11% | 13.2% | 7.096% | 8.19% | 2.076% | 11.91% | 14.57% | 15.73%
42200 | 9.089% | 87.85% | 93.78% | 80.56% | 68.84% | 44.4% | 2.178% | 15.52% | 18.73% | 10.8% | 12.99% | 6.939% | 8.019% | 2.024% | 11.74% | 14.38% | 15.31%
42300 | 8.844% | 87.69% | 93.68% | 80.32% | 68.48% | 43.99% | 2.12% | 15.3% | 18.48% | 10.6% | 12.79% | 6.785% | 7.847% | 1.963% | 11.58% | 14.19% | 14.85%
42400 | 8.604% | 87.53% | 93.58% | 80.07% | 68.12% | 43.58% | 2.06% | 15.08% | 18.24% | 10.41% | 12.58% | 6.64% | 7.675% | 1.909% | 11.41% | 14% | 14.39%
42500 | 8.361% | 87.36% | 93.48% | 79.81% | 67.77% | 43.16% | 2.003% | 14.87% | 17.99% | 10.22% | 12.36% | 6.485% | 7.51% | 1.852% | 11.24% | 13.82% | 13.92%
42600 | 8.123% | 87.19% | 93.38% | 79.57% | 67.4% | 42.75% | 1.943% | 14.65% | 17.75% | 10.04% | 12.16% | 6.34% | 7.347% | 1.802% | 11.07% | 13.63% | 13.47%
42700 | 7.881% | 87.03% | 93.28% | 79.32% | 67.03% | 42.33% | 1.889% | 14.44% | 17.51% | 9.851% | 11.97% | 6.195% | 7.182% | 1.747% | 10.91% | 13.45% | 12.95%
42800 | 7.654% | 86.87% | 93.18% | 79.07% | 66.66% | 41.92% | 1.835% | 14.23% | 17.29% | 9.664% | 11.76% | 6.049% | 7.027% | 1.694% | 10.74% | 13.27% | 12.37%
42900 | 7.433% | 86.7% | 93.08% | 78.82% | 66.29% | 41.51% | 1.778% | 14.02% | 17.06% | 9.474% | 11.57% | 5.902% | 6.876% | 1.646% | 10.58% | 13.09% | 11.84%
43000 | 7.208% | 86.53% | 92.97% | 78.56% | 65.92% | 41.1% | 1.717% | 13.8% | 16.82% | 9.289% | 11.36% | 5.759% | 6.723% | 1.599% | 10.42% | 12.91% | 11.41%
43100 | 6.986% | 86.36% | 92.86% | 78.3% | 65.56% | 40.71% | 1.655% | 13.6% | 16.59% | 9.105% | 11.16% | 5.612% | 6.576% | 1.553% | 10.25% | 12.73% | 11.02%
43200 | 6.759% | 86.19% | 92.76% | 78.05% | 65.19% | 40.31% | 1.598% | 13.38% | 16.36% | 8.925% | 10.96% | 5.462% | 6.433% | 1.503% | 10.09% | 12.56% | 10.59%
43300 | 6.541% | 86.01% | 92.65% | 77.79% | 64.82% | 39.91% | 1.538% | 13.18% | 16.13% | 8.747% | 10.76% | 5.32% | 6.286% | 1.452% | 9.924% | 12.38% | 10.15%
43400 | 6.334% | 85.84% | 92.55% | 77.52% | 64.44% | 39.53% | 1.486% | 12.96% | 15.91% | 8.576% | 10.57% | 5.183% | 6.142% | 1.406% | 9.768% | 12.2% | 9.679%
43500 | 6.126% | 85.66% | 92.44% | 77.25% | 64.08% | 39.13% | 1.436% | 12.76% | 15.69% | 8.409% | 10.37% | 5.053% | 5.993% | 1.363% | 9.612% | 12.02% | 9.215%
43600 | 5.922% | 85.48% | 92.33% | 76.98% | 63.71% | 38.74% | 1.392% | 12.55% | 15.47% | 8.239% | 10.17% | 4.927% | 5.848% | 1.324% | 9.461% | 11.86% | 8.777%
43700 | 5.724% | 85.3% | 92.22% | 76.71% | 63.34% | 38.35% | 1.344% | 12.34% | 15.25% | 8.079% | 9.983% | 4.806% | 5.705% | 1.287% | 9.316% | 11.68% | 8.342%
43800 | 5.532% | 85.11% | 92.11% | 76.43% | 62.97% | 37.96% | 1.295% | 12.14% | 15.03% | 7.925% | 9.796% | 4.688% | 5.568% | 1.247% | 9.164% | 11.51% | 7.929%
43900 | 5.325% | 84.94% | 92% | 76.15% | 62.6% | 37.57% | 1.249% | 11.93% | 14.81% | 7.765% | 9.615% | 4.571% | 5.433% | 1.208% | 9.016% | 11.33% | 7.485%
44000 | 5.121% | 84.76% | 91.88% | 75.88% | 62.24% | 37.19% | 1.2% | 11.74% | 14.59% | 7.612% | 9.43% | 4.454% | 5.301% | 1.165% | 8.869% | 11.17% | 7.033%
44100 | 4.922% | 84.58% | 91.76% | 75.59% | 61.87% | 36.8% | 1.151% | 11.54% | 14.37% | 7.461% | 9.253% | 4.34% | 5.173% | 1.128% | 8.727% | 11.01% | 6.666%
44200 | 4.734% | 84.39% | 91.65% | 75.31% | 61.5% | 36.42% | 1.105% | 11.35% | 14.16% | 7.318% | 9.084% | 4.228% | 5.048% | 1.093% | 8.587% | 10.84% | 6.292%
44300 | 4.541% | 84.2% | 91.53% | 75.03% | 61.12% | 36.04% | 1.061% | 11.16% | 13.94% | 7.174% | 8.919% | 4.118% | 4.922% | 1.055% | 8.443% | 10.68% | 5.966%
44400 | 4.351% | 84.01% | 91.4% | 74.74% | 60.74% | 35.66% | 1.014% | 10.97% | 13.74% | 7.028% | 8.756% | 4.01% | 4.794% | 1.019% | 8.303% | 10.51% | 5.643%
44500 | 4.18% | 83.81% | 91.28% | 74.46% | 60.35% | 35.28% | 0.9763% | 10.79% | 13.53% | 6.881% | 8.597% | 3.905% | 4.669% | 0.9863% | 8.159% | 10.35% | 5.353%
44600 | 4.023% | 83.62% | 91.16% | 74.18% | 59.97% | 34.89% | 0.9379% | 10.61% | 13.32% | 6.738% | 8.435% | 3.797% | 4.544% | 0.9537% | 8.019% | 10.19% | 5.102%
44700 | 3.87% | 83.42% | 91.03% | 73.89% | 59.58% | 34.51% | 0.9041% | 10.43% | 13.11% | 6.591% | 8.269% | 3.701% | 4.419% | 0.9183% | 7.881% | 10.03% | 4.832%
44800 | 3.719% | 83.22% | 90.9% | 73.6% | 59.19% | 34.12% | 0.8703% | 10.26% | 12.91% | 6.449% | 8.107% | 3.606% | 4.304% | 0.8886% | 7.747% | 9.876% | 4.573%
44900 | 3.569% | 83.02% | 90.76% | 73.3% | 58.82% | 33.73% | 0.8377% | 10.08% | 12.71% | 6.308% | 7.94% | 3.516% | 4.195% | 0.8602% | 7.62% | 9.713% | 4.332%
45000 | 3.427% | 82.82% | 90.63% | 73.01% | 58.42% | 33.33% | 0.8036% | 9.908% | 12.51% | 6.172% | 7.784% | 3.424% | 4.084% | 0.8308% | 7.492% | 9.563% | 4.097%
45100 | 3.287% | 82.62% | 90.49% | 72.73% | 58.04% | 32.94% | 0.7686% | 9.736% | 12.32% | 6.041% | 7.631% | 3.328% | 3.985% | 0.7949% | 7.368% | 9.416% | 3.866%
45200 | 3.153% | 82.41% | 90.36% | 72.44% | 57.66% | 32.57% | 0.7372% | 9.563% | 12.12% | 5.91% | 7.478% | 3.233% | 3.88% | 0.7665% | 7.24% | 9.265% | 3.664%
45300 | 3.028% | 82.21% | 90.22% | 72.15% | 57.28% | 32.18% | 0.7078% | 9.399% | 11.94% | 5.784% | 7.326% | 3.145% | 3.779% | 0.7399% | 7.112% | 9.12% | 3.503%
45400 | 2.91% | 82.01% | 90.08% | 71.87% | 56.89% | 31.8% | 0.6796% | 9.236% | 11.74% | 5.662% | 7.179% | 3.057% | 3.678% | 0.7145% | 6.993% | 8.97% | 3.326%
45500 | 2.797% | 81.8% | 89.94% | 71.58% | 56.52% | 31.42% | 0.6489% | 9.074% | 11.56% | 5.535% | 7.039% | 2.964% | 3.577% | 0.687% | 6.872% | 8.827% | 3.153%
45600 | 2.689% | 81.59% | 89.8% | 71.29% | 56.13% | 31.04% | 0.6184% | 8.913% | 11.37% | 5.407% | 6.902% | 2.869% | 3.472% | 0.6651% | 6.748% | 8.68% | 2.987%
45700 | 2.581% | 81.39% | 89.66% | 71% | 55.74% | 30.65% | 0.5944% | 8.749% | 11.19% | 5.284% | 6.762% | 2.781% | 3.377% | 0.6454% | 6.631% | 8.545% | 2.804%
45800 | 2.468% | 81.17% | 89.52% | 70.72% | 55.36% | 30.27% | 0.5691% | 8.591% | 11.01% | 5.162% | 6.624% | 2.697% | 3.28% | 0.6206% | 6.513% | 8.409% | 2.632%
45900 | 2.368% | 80.96% | 89.37% | 70.43% | 54.99% | 29.9% | 0.545% | 8.436% | 10.83% | 5.042% | 6.486% | 2.619% | 3.183% | 0.5901% | 6.403% | 8.27% | 2.475%
46000 | 2.261% | 80.74% | 89.22% | 70.14% | 54.61% | 29.51% | 0.5213% | 8.282% | 10.65% | 4.917% | 6.36% | 2.536% | 3.09% | 0.5662% | 6.292% | 8.133% | 2.314%
46100 | 2.161% | 80.52% | 89.07% | 69.87% | 54.21% | 29.14% | 0.4991% | 8.131% | 10.47% | 4.797% | 6.23% | 2.46% | 3.001% | 0.5433% | 6.182% | 8.004% | 2.171%
46200 | 2.062% | 80.31% | 88.93% | 69.59% | 53.83% | 28.75% | 0.4735% | 7.983% | 10.31% | 4.677% | 6.103% | 2.386% | 2.914% | 0.5227% | 6.082% | 7.88% | 1.988%
46300 | 1.964% | 80.08% | 88.78% | 69.31% | 53.44% | 28.38% | 0.4457% | 7.832% | 10.13% | 4.559% | 5.978% | 2.315% | 2.835% | 0.5005% | 5.988% | 7.763% | 1.821%
46400 | 1.869% | 79.87% | 88.63% | 69.05% | 53.05% | 28.02% | 0.425% | 7.685% | 9.964% | 4.445% | 5.849% | 2.241% | 2.757% | 0.4819% | 5.89% | 7.646% | 1.656%
46500 | 1.789% | 79.65% | 88.47% | 68.78% | 52.66% | 27.64% | 0.4059% | 7.537% | 9.792% | 4.333% | 5.72% | 2.174% | 2.679% | 0.4673% | 5.793% | 7.53% | 1.494%
46600 | 1.71% | 79.44% | 88.32% | 68.5% | 52.28% | 27.27% | 0.3834% | 7.395% | 9.622% | 4.22% | 5.585% | 2.107% | 2.603% | 0.452% | 5.703% | 7.413% | 1.34%
46700 | 1.634% | 79.21% | 88.17% | 68.22% | 51.89% | 26.9% | 0.3627% | 7.255% | 9.456% | 4.113% | 5.458% | 2.043% | 2.529% | 0.4333% | 5.61% | 7.303% | 1.169%
46800 | 1.559% | 79.01% | 88.01% | 67.94% | 51.5% | 26.54% | 0.344% | 7.114% | 9.291% | 4.002% | 5.33% | 1.981% | 2.459% | 0.4153% | 5.525% | 7.193% | 1.012%
46900 | 1.478% | 78.79% | 87.86% | 67.66% | 51.12% | 26.17% | 0.3306% | 6.974% | 9.127% | 3.901% | 5.203% | 1.923% | 2.394% | 0.3989% | 5.439% | 7.088% | 0.865%
47000 | 1.405% | 78.57% | 87.71% | 67.39% | 50.74% | 25.79% | 0.3171% | 6.838% | 8.966% | 3.803% | 5.081% | 1.865% | 2.326% | 0.3812% | 5.355% | 6.982% | 0.7374%
47100 | 1.336% | 78.35% | 87.56% | 67.1% | 50.35% | 25.42% | 0.3012% | 6.701% | 8.801% | 3.702% | 4.954% | 1.805% | 2.264% | 0.3667% | 5.268% | 6.879% | 0.6454%
47200 | 1.272% | 78.12% | 87.4% | 66.83% | 49.98% | 25.06% | 0.2827% | 6.571% | 8.642% | 3.599% | 4.83% | 1.747% | 2.204% | 0.3524% | 5.181% | 6.773% | 0.5489%
47300 | 1.202% | 77.9% | 87.25% | 66.55% | 49.6% | 24.71% | 0.2658% | 6.44% | 8.481% | 3.504% | 4.714% | 1.695% | 2.139% | 0.3415% | 5.093% | 6.671% | 0.4558%
47400 | 1.13% | 77.67% | 87.09% | 66.27% | 49.21% | 24.35% | 0.2486% | 6.314% | 8.322% | 3.407% | 4.602% | 1.644% | 2.078% | 0.3304% | 5.004% | 6.566% | 0.3863%
47500 | 1.06% | 77.46% | 86.94% | 65.98% | 48.82% | 24% | 0.2303% | 6.183% | 8.169% | 3.312% | 4.49% | 1.593% | 2.019% | 0.3182% | 4.921% | 6.466% | 0.3161%
47600 | 1.002% | 77.24% | 86.77% | 65.69% | 48.43% | 23.65% | 0.216% | 6.053% | 8.018% | 3.22% | 4.377% | 1.54% | 1.961% | 0.3053% | 4.839% | 6.361% | 0.2626%
47700 | 0.9508% | 77.03% | 86.61% | 65.39% | 48.05% | 23.3% | 0.2035% | 5.924% | 7.866% | 3.13% | 4.269% | 1.49% | 1.91% | 0.295% | 4.751% | 6.259% | 0.2284%
47800 | 0.894% | 76.82% | 86.44% | 65.1% | 47.67% | 22.96% | 0.1908% | 5.799% | 7.719% | 3.046% | 4.162% | 1.445% | 1.856% | 0.284% | 4.671% | 6.162% | 0.2024%
47900 | 0.8419% | 76.6% | 86.28% | 64.81% | 47.28% | 22.61% | 0.1773% | 5.679% | 7.577% | 2.964% | 4.058% | 1.403% | 1.808% | 0.2708% | 4.589% | 6.064% | 0.1775%
48000 | 0.7888% | 76.39% | 86.11% | 64.51% | 46.89% | 22.27% | 0.1657% | 5.558% | 7.431% | 2.885% | 3.956% | 1.359% | 1.761% | 0.2575% | 4.51% | 5.969% | 0.1494%
48100 | 0.7391% | 76.18% | 85.94% | 64.21% | 46.5% | 21.93% | 0.1526% | 5.44% | 7.294% | 2.807% | 3.854% | 1.316% | 1.718% | 0.246% | 4.433% | 5.876% | 0.1245%
48200 | 0.6939% | 75.97% | 85.78% | 63.91% | 46.12% | 21.6% | 0.142% | 5.321% | 7.148% | 2.73% | 3.754% | 1.273% | 1.675% | 0.2369% | 4.356% | 5.786% | 0.1052%
48300 | 0.6481% | 75.76% | 85.61% | 63.6% | 45.75% | 21.26% | 0.1321% | 5.196% | 7.007% | 2.659% | 3.656% | 1.232% | 1.636% | 0.2276% | 4.282% | 5.692% | 0.08771%
48400 | 0.6107% | 75.54% | 85.44% | 63.29% | 45.37% | 20.94% | 0.1251% | 5.076% | 6.879% | 2.588% | 3.565% | 1.191% | 1.597% | 0.2182% | 4.209% | 5.602% | 0.07485%
48500 | 0.5734% | 75.33% | 85.27% | 62.99% | 44.99% | 20.63% | 0.1166% | 4.96% | 6.751% | 2.518% | 3.473% | 1.155% | 1.559% | 0.2074% | 4.13% | 5.515% | 0.06533%
48600 | 0.5325% | 75.11% | 85.1% | 62.69% | 44.61% | 20.32% | 0.1084% | 4.841% | 6.626% | 2.45% | 3.381% | 1.121% | 1.524% | 0.1952% | 4.05% | 5.427% | 0.05658%
48700 | 0.4974% | 74.9% | 84.94% | 62.38% | 44.22% | 20.02% | 0.1005% | 4.732% | 6.495% | 2.384% | 3.29% | 1.085% | 1.491% | 0.1849% | 3.974% | 5.343% | 0.0463%
48800 | 0.4619% | 74.67% | 84.77% | 62.08% | 43.82% | 19.71% | 0.09516% | 4.617% | 6.37% | 2.318% | 3.207% | 1.05% | 1.458% | 0.1768% | 3.899% | 5.255% | 0.03318%
48900 | 0.4275% | 74.45% | 84.59% | 61.77% | 43.44% | 19.41% | 0.08938% | 4.504% | 6.241% | 2.253% | 3.128% | 1.016% | 1.425% | 0.1687% | 3.827% | 5.171% | 0.02418%
49000 | 0.3932% | 74.23% | 84.42% | 61.46% | 43.06% | 19.11% | 0.08256% | 4.394% | 6.12% | 2.19% | 3.042% | 0.9836% | 1.367% | 0.16% | 3.757% | 5.084% | 0.01415%
49100 | 0.3681% | 74% | 84.25% | 61.14% | 42.67% | 18.81% | 0.07549% | 4.284% | 5.992% | 2.133% | 2.962% | 0.9509% | 1.275% | 0.151% | 3.688% | 4.999% | 0.01055%
49200 | 0.3392% | 73.77% | 84.07% | 60.84% | 42.29% | 18.5% | 0.06488% | 4.184% | 5.869% | 2.07% | 2.885% | 0.9199% | 1.192% | 0.1428% | 3.621% | 4.918% | 0.006687%
49300 | 0.3113% | 73.54% | 83.89% | 60.54% | 41.92% | 18.21% | 0.05884% | 4.08% | 5.743% | 2.012% | 2.811% | 0.8879% | 1.119% | 0.1372% | 3.554% | 4.839% | 0.004115%
49400 | 0.2902% | 73.31% | 83.72% | 60.23% | 41.55% | 17.92% | 0.05318% | 3.987% | 5.624% | 1.953% | 2.739% | 0.8556% | 1.05% | 0.1304% | 3.484% | 4.757% | 0%
49500 | 0.2694% | 73.08% | 83.54% | 59.92% | 41.17% | 17.62% | 0.04887% | 3.89% | 5.497% | 1.894% | 2.672% | 0.8267% | 0.9783% | 0.1258% | 3.416% | 4.676% | 0%
49600 | 0.2472% | 72.85% | 83.36% | 59.6% | 40.8% | 17.33% | 0.04559% | 3.801% | 5.379% | 1.841% | 2.606% | 0.7973% | 0.9109% | 0.1212% | 3.347% | 4.6% | 0%
49700 | 0.2277% | 72.62% | 83.18% | 59.3% | 40.43% | 17.03% | 0.04257% | 3.714% | 5.256% | 1.788% | 2.546% | 0.7642% | 0.8376% | 0.1157% | 3.279% | 4.524% | 0%
49800 | 0.2115% | 72.38% | 83% | 58.99% | 40.07% | 16.73% | 0.03948% | 3.626% | 5.14% | 1.736% | 2.484% | 0.7303% | 0.7701% | 0.1103% | 3.213% | 4.45% | 0%
49900 | 0.1941% | 72.15% | 82.83% | 58.68% | 39.7% | 16.44% | 0.03665% | 3.542% | 5.025% | 1.684% | 2.425% | 0.7% | 0.7104% | 0.1017% | 3.146% | 4.373% | 0%
50000 | 0.175% | 71.92% | 82.65% | 58.38% | 39.33% | 16.15% | 0.03402% | 3.458% | 4.914% | 1.639% | 2.367% | 0.6719% | 0.6517% | 0.09671% | 3.08% | 4.298% | 0%
50100 | 0.1579% | 71.69% | 82.47% | 58.07% | 38.97% | 15.85% | 0.03131% | 3.376% | 4.802% | 1.596% | 2.313% | 0.6456% | 0.6021% | 0.09092% | 3.013% | 4.222% | 0%
50200 | 0.1415% | 71.46% | 82.29% | 57.75% | 38.6% | 15.56% | 0.02681% | 3.298% | 4.692% | 1.552% | 2.262% | 0.6182% | 0.5568% | 0.08642% | 2.949% | 4.15% | 0%
50300 | 0.1298% | 71.23% | 82.11% | 57.45% | 38.23% | 15.28% | 0.02308% | 3.218% | 4.585% | 1.509% | 2.209% | 0.5935% | 0.5098% | 0.07954% | 2.887% | 4.08% | 0%
50400 | 0.1167% | 71% | 81.94% | 57.14% | 37.86% | 15% | 0.01903% | 3.136% | 4.479% | 1.467% | 2.16% | 0.5673% | 0.4644% | 0.07388% | 2.826% | 4.012% | 0%
50500 | 0.1071% | 70.76% | 81.75% | 56.83% | 37.5% | 14.73% | 0.01569% | 3.058% | 4.379% | 1.427% | 2.111% | 0.5421% | 0.429% | 0.06739% | 2.766% | 3.941% | 0%
50600 | 0.09992% | 70.53% | 81.58% | 56.52% | 37.13% | 14.46% | 0.01292% | 2.981% | 4.283% | 1.387% | 2.066% | 0.5165% | 0.4004% | 0.06166% | 2.704% | 3.869% | 0%
50700 | 0.09028% | 70.29% | 81.39% | 56.21% | 36.78% | 14.19% | 0.01157% | 2.904% | 4.189% | 1.345% | 2.019% | 0.4922% | 0.372% | 0.05491% | 2.648% | 3.798% | 0%
50800 | 0.08333% | 70.06% | 81.2% | 55.9% | 36.42% | 13.94% | 0.01074% | 2.828% | 4.095% | 1.309% | 1.974% | 0.4681% | 0.3447% | 0.04874% | 2.591% | 3.733% | 0%
50900 | 0.076% | 69.83% | 81.02% | 55.59% | 36.05% | 13.67% | 0.009195% | 2.754% | 4.004% | 1.269% | 1.932% | 0.4434% | 0.3196% | 0.0443% | 2.534% | 3.662% | 0%
51000 | 0.06925% | 69.58% | 80.83% | 55.29% | 35.69% | 13.42% | 0.007974% | 2.682% | 3.916% | 1.233% | 1.89% | 0.4209% | 0.3004% | 0.04077% | 2.48% | 3.596% | 0%
51100 | 0.0607% | 69.34% | 80.63% | 54.98% | 35.34% | 13.17% | 0.006559% | 2.613% | 3.829% | 1.196% | 1.851% | 0.4001% | 0.2805% | 0.03781% | 2.426% | 3.528% | 0%
51200 | 0.05414% | 69.1% | 80.44% | 54.67% | 34.98% | 12.93% | 0.004887% | 2.547% | 3.744% | 1.161% | 1.814% | 0.3802% | 0.2626% | 0.0344% | 2.375% | 3.464% | 0%
51300 | 0.04527% | 68.85% | 80.25% | 54.37% | 34.63% | 12.68% | 0.00328% | 2.482% | 3.661% | 1.123% | 1.78% | 0.3614% | 0.2452% | 0.03234% | 2.329% | 3.401% | 0%
51400 | 0.03511% | 68.61% | 80.05% | 54.07% | 34.28% | 12.44% | 0.002958% | 2.419% | 3.576% | 1.089% | 1.745% | 0.3405% | 0.2281% | 0.03016% | 2.278% | 3.341% | 0%
51500 | 0.03048% | 68.37% | 79.86% | 53.75% | 33.92% | 12.2% | 0.002701% | 2.357% | 3.492% | 1.057% | 1.71% | 0.3239% | 0.2086% | 0.02829% | 2.227% | 3.279% | 0%
51600 | 0.02469% | 68.12% | 79.67% | 53.43% | 33.57% | 11.96% | 0.001801% | 2.291% | 3.413% | 1.024% | 1.677% | 0.3053% | 0.1898% | 0.02469% | 2.181% | 3.216% | 0%
51700 | 0.02109% | 67.88% | 79.48% | 53.11% | 33.22% | 11.73% | 0% | 2.23% | 3.335% | 0.9909% | 1.608% | 0.2874% | 0.1727% | 0.02263% | 2.132% | 3.155% | 0%
51800 | 0.0155% | 67.64% | 79.28% | 52.79% | 32.87% | 11.5% | 0% | 2.173% | 3.258% | 0.958% | 1.496% | 0.2705% | 0.1603% | 0.0209% | 2.086% | 3.097% | 0%
51900 | 0.009324% | 67.4% | 79.09% | 52.46% | 32.52% | 11.27% | 0% | 2.121% | 3.189% | 0.9243% | 1.394% | 0.2542% | 0.1497% | 0.02013% | 2.039% | 3.044% | 0%
52000 | 0.007137% | 67.16% | 78.89% | 52.13% | 32.18% | 11.04% | 0% | 2.071% | 3.116% | 0.8933% | 1.301% | 0.2404% | 0.1409% | 0.01942% | 1.992% | 2.989% | 0%
52100 | 0.00553% | 66.93% | 78.7% | 51.8% | 31.85% | 10.81% | 0% | 2.02% | 3.046% | 0.8614% | 1.215% | 0.2281% | 0.1328% | 0.01833% | 1.947% | 2.933% | 0%
52200 | 0.003472% | 66.69% | 78.51% | 51.48% | 31.52% | 10.58% | 0% | 1.966% | 2.978% | 0.829% | 1.134% | 0.2162% | 0.1254% | 0.01768% | 1.902% | 2.884% | 0%
52300 | 0.001672% | 66.46% | 78.32% | 51.16% | 31.2% | 10.35% | 0% | 1.917% | 2.909% | 0.7982% | 1.053% | 0.2038% | 0.1181% | 0.01665% | 1.858% | 2.83% | 0%
52400 | 0% | 66.22% | 78.12% | 50.83% | 30.87% | 10.13% | 0% | 1.87% | 2.844% | 0.7635% | 0.979% | 0.1917% | 0.1106% | 0.01562% | 1.814% | 2.78% | 0%
52500 | 0% | 65.98% | 77.93% | 50.51% | 30.55% | 9.917% | 0% | 1.821% | 2.78% | 0.7342% | 0.9081% | 0.1803% | 0.1019% | 0.01485% | 1.769% | 2.735% | 0%
52600 | 0% | 65.74% | 77.74% | 50.18% | 30.23% | 9.708% | 0% | 1.772% | 2.72% | 0.706% | 0.8373% | 0.1689% | 0.09446% | 0.01325% | 1.728% | 2.688% | 0%
52700 | 0% | 65.5% | 77.55% | 49.86% | 29.92% | 9.498% | 0% | 1.726% | 2.658% | 0.6764% | 0.7728% | 0.1573% | 0.0861% | 0.01157% | 1.687% | 2.64% | 0%
52800 | 0% | 65.25% | 77.36% | 49.54% | 29.61% | 9.294% | 0% | 1.681% | 2.601% | 0.6476% | 0.7119% | 0.1456% | 0.07999% | 0.011% | 1.644% | 2.594% | 0%
52900 | 0% | 65.01% | 77.17% | 49.22% | 29.29% | 9.094% | 0% | 1.638% | 2.543% | 0.6188% | 0.6426% | 0.1352% | 0.0744% | 0.01003% | 1.604% | 2.549% | 0%
53000 | 0% | 64.77% | 76.98% | 48.9% | 28.98% | 8.903% | 0% | 1.593% | 2.49% | 0.5903% | 0.5806% | 0.1278% | 0.06777% | 0.008873% | 1.566% | 2.504% | 0%
53100 | 0% | 64.53% | 76.79% | 48.59% | 28.67% | 8.718% | 0% | 1.549% | 2.437% | 0.5651% | 0.5233% | 0.1208% | 0.06147% | 0.008488% | 1.529% | 2.46% | 0%
53200 | 0% | 64.28% | 76.6% | 48.27% | 28.36% | 8.534% | 0% | 1.506% | 2.383% | 0.5413% | 0.4684% | 0.1141% | 0.05607% | 0.007587% | 1.495% | 2.419% | 0%
53300 | 0% | 64.04% | 76.41% | 47.95% | 28.05% | 8.349% | 0% | 1.466% | 2.334% | 0.5173% | 0.4123% | 0.1087% | 0.05054% | 0.007137% | 1.458% | 2.376% | 0%
53400 | 0% | 63.8% | 76.22% | 47.62% | 27.76% | 8.163% | 0% | 1.425% | 2.287% | 0.4934% | 0.3633% | 0.1027% | 0.04366% | 0.006301% | 1.423% | 2.338% | 0%
53500 | 0% | 63.56% | 76.02% | 47.31% | 27.46% | 7.983% | 0% | 1.385% | 2.242% | 0.4724% | 0.3228% | 0.09709% | 0.03967% | 0.005465% | 1.392% | 2.301% | 0%
53600 | 0% | 63.32% | 75.83% | 47% | 27.16% | 7.809% | 0% | 1.35% | 2.2% | 0.4508% | 0.2956% | 0.09144% | 0.0371% | 0.003665% | 1.358% | 2.263% | 0%
53700 | 0% | 63.07% | 75.63% | 46.7% | 26.85% | 7.634% | 0% | 1.318% | 2.164% | 0.4334% | 0.2759% | 0.08475% | 0.03491% | 0.003472% | 1.328% | 2.224% | 0%
53800 | 0% | 62.84% | 75.43% | 46.4% | 26.57% | 7.47% | 0% | 1.286% | 2.129% | 0.4159% | 0.2607% | 0.07864% | 0.03151% | 0.003344% | 1.296% | 2.189% | 0%
53900 | 0% | 62.62% | 75.25% | 46.12% | 26.3% | 7.314% | 0% | 1.256% | 2.094% | 0.3994% | 0.2459% | 0.07382% | 0.02765% | 0.003151% | 1.263% | 2.153% | 0%
54000 | 0% | 62.39% | 75.06% | 45.84% | 26.03% | 7.157% | 0% | 1.226% | 2.061% | 0.3843% | 0.2324% | 0.06932% | 0.02386% | 0.003022% | 1.235% | 2.12% | 0%
54100 | 0% | 62.17% | 74.88% | 45.56% | 25.77% | 7.008% | 0% | 1.196% | 2.031% | 0.3697% | 0.2205% | 0.06629% | 0.02096% | 0.002893% | 1.206% | 2.086% | 0%
54200 | 0% | 61.95% | 74.69% | 45.28% | 25.5% | 6.864% | 0% | 1.168% | 2.002% | 0.3572% | 0.2099% | 0.06269% | 0.01852% | 0.002765% | 1.181% | 2.054% | 0%
54300 | 0% | 61.73% | 74.49% | 45% | 25.22% | 6.715% | 0% | 1.137% | 1.969% | 0.343% | 0.1995% | 0.05967% | 0.01665% | 0.00225% | 1.155% | 2.021% | 0%
54400 | 0% | 61.51% | 74.3% | 44.72% | 24.95% | 6.568% | 0% | 1.108% | 1.938% | 0.327% | 0.1876% | 0.05639% | 0.01466% | 0% | 1.128% | 1.989% | 0%
54500 | 0% | 61.28% | 74.11% | 44.44% | 24.69% | 6.427% | 0% | 1.077% | 1.908% | 0.312% | 0.1779% | 0.05279% | 0.01228% | 0% | 1.103% | 1.957% | 0%
54600 | 0% | 61.06% | 73.91% | 44.16% | 24.42% | 6.281% | 0% | 1.049% | 1.879% | 0.2991% | 0.1669% | 0.0497% | 0.01003% | 0% | 1.078% | 1.922% | 0%
54700 | 0% | 60.84% | 73.72% | 43.89% | 24.15% | 6.138% | 0% | 1.022% | 1.845% | 0.2854% | 0.1557% | 0.04668% | 0.008809% | 0% | 1.054% | 1.892% | 0%
54800 | 0% | 60.62% | 73.53% | 43.62% | 23.88% | 5.995% | 0% | 0.9938% | 1.765% | 0.2731% | 0.1448% | 0.04276% | 0.00733% | 0% | 1.028% | 1.855% | 0%
54900 | 0% | 60.4% | 73.34% | 43.35% | 23.61% | 5.862% | 0% | 0.9649% | 1.647% | 0.2597% | 0.1346% | 0.04006% | 0.006558% | 0% | 1.003% | 1.776% | 0%
55000 | 0% | 60.18% | 73.15% | 43.08% | 23.35% | 5.73% | 0% | 0.938% | 1.532% | 0.2481% | 0.1267% | 0.03736% | 0.00598% | 0% | 0.9792% | 1.661% | 0%
55100 | 0% | 59.96% | 72.95% | 42.81% | 23.08% | 5.603% | 0% | 0.9132% | 1.428% | 0.2368% | 0.117% | 0.03472% | 0.004372% | 0% | 0.9569% | 1.552% | 0%
55200 | 0% | 59.73% | 72.76% | 42.54% | 22.82% | 5.478% | 0% | 0.8887% | 1.344% | 0.2231% | 0.1097% | 0.03221% | 0.003215% | 0% | 0.9319% | 1.463% | 0%
55300 | 0% | 59.52% | 72.57% | 42.26% | 22.57% | 5.357% | 0% | 0.8628% | 1.256% | 0.2124% | 0.1041% | 0.02977% | 0.00225% | 0% | 0.9095% | 1.381% | 0%
55400 | 0% | 59.29% | 72.37% | 41.99% | 22.32% | 5.238% | 0% | 0.8376% | 1.174% | 0.2031% | 0.09761% | 0.02726% | 0.0018% | 0% | 0.887% | 1.308% | 0%
55500 | 0% | 59.07% | 72.17% | 41.71% | 22.06% | 5.119% | 0% | 0.8138% | 1.101% | 0.1932% | 0.09105% | 0.02469% | 0% | 0% | 0.8661% | 1.239% | 0%
55600 | 0% | 58.85% | 71.97% | 41.43% | 21.8% | 5% | 0% | 0.7886% | 1.028% | 0.1842% | 0.08333% | 0.02231% | 0% | 0% | 0.8463% | 1.173% | 0%
55700 | 0% | 58.62% | 71.78% | 41.15% | 21.55% | 4.885% | 0% | 0.7685% | 0.9603% | 0.1762% | 0.07639% | 0.01987% | 0% | 0% | 0.8261% | 1.109% | 0%
55800 | 0% | 58.4% | 71.59% | 40.89% | 21.3% | 4.773% | 0% | 0.7479% | 0.8922% | 0.1692% | 0.07112% | 0.01845% | 0% | 0% | 0.8054% | 1.048% | 0%
55900 | 0% | 58.18% | 71.39% | 40.61% | 21.04% | 4.664% | 0% | 0.7264% | 0.8259% | 0.1624% | 0.06539% | 0.01685% | 0% | 0% | 0.7867% | 0.9949% | 0%
56000 | 0% | 57.96% | 71.19% | 40.34% | 20.8% | 4.556% | 0% | 0.7051% | 0.7642% | 0.1558% | 0.06018% | 0.01505% | 0% | 0% | 0.7677% | 0.9427% | 0%
56100 | 0% | 57.73% | 71% | 40.07% | 20.55% | 4.45% | 0% | 0.6839% | 0.7069% | 0.1501% | 0.05556% | 0.01299% | 0% | 0% | 0.7505% | 0.8922% | 0%
56200 | 0% | 57.5% | 70.81% | 39.8% | 20.29% | 4.345% | 0% | 0.6629% | 0.6522% | 0.1438% | 0.05003% | 0.01157% | 0% | 0% | 0.7335% | 0.8414% | 0%
56300 | 0% | 57.27% | 70.63% | 39.53% | 20.04% | 4.238% | 0% | 0.6448% | 0.5983% | 0.1373% | 0.04495% | 0.009452% | 0% | 0% | 0.7148% | 0.7948% | 0%
56400 | 0% | 57.04% | 70.44% | 39.26% | 19.79% | 4.139% | 0% | 0.6251% | 0.5439% | 0.1304% | 0.04032% | 0.007587% | 0% | 0% | 0.6969% | 0.744% | 0%
56500 | 0% | 56.82% | 70.25% | 38.99% | 19.54% | 4.037% | 0% | 0.6056% | 0.492% | 0.1236% | 0.03787% | 0.006816% | 0% | 0% | 0.6767% | 0.6966% | 0%
56600 | 0% | 56.59% | 70.07% | 38.73% | 19.3% | 3.935% | 0% | 0.5871% | 0.4441% | 0.1166% | 0.03581% | 0.00598% | 0% | 0% | 0.6589% | 0.6521% | 0%
56700 | 0% | 56.37% | 69.87% | 38.46% | 19.06% | 3.838% | 0% | 0.5694% | 0.4001% | 0.1108% | 0.03337% | 0.005466% | 0% | 0% | 0.6415% | 0.6078% | 0%
56800 | 0% | 56.14% | 69.68% | 38.2% | 18.81% | 3.744% | 0% | 0.5478% | 0.3592% | 0.1047% | 0.03215% | 0.004951% | 0% | 0% | 0.6251% | 0.5673% | 0%
56900 | 0% | 55.92% | 69.49% | 37.94% | 18.57% | 3.651% | 0% | 0.5306% | 0.3227% | 0.09838% | 0.03061% | 0.004051% | 0% | 0% | 0.6084% | 0.5269% | 0%
57000 | 0% | 55.7% | 69.3% | 37.67% | 18.34% | 3.561% | 0% | 0.5107% | 0.2926% | 0.09234% | 0.02913% | 0.003472% | 0% | 0% | 0.5934% | 0.4884% | 0%
57100 | 0% | 55.48% | 69.1% | 37.41% | 18.1% | 3.467% | 0% | 0.4922% | 0.265% | 0.08713% | 0.02765% | 0.003215% | 0% | 0% | 0.577% | 0.45% | 0%
57200 | 0% | 55.27% | 68.91% | 37.14% | 17.87% | 3.38% | 0% | 0.4733% | 0.2425% | 0.08205% | 0.02585% | 0.003086% | 0% | 0% | 0.5613% | 0.4172% | 0%
57300 | 0% | 55.05% | 68.71% | 36.88% | 17.64% | 3.295% | 0% | 0.4549% | 0.2276% | 0.07761% | 0.02437% | 0.002443% | 0% | 0% | 0.5466% | 0.3877% | 0%
57400 | 0% | 54.83% | 68.51% | 36.62% | 17.42% | 3.215% | 0% | 0.4388% | 0.2124% | 0.07337% | 0.02218% | 0.002251% | 0% | 0% | 0.5294% | 0.3608% | 0%
57500 | 0% | 54.6% | 68.33% | 36.37% | 17.18% | 3.139% | 0% | 0.4228% | 0.1984% | 0.06912% | 0.02032% | 0.0018% | 0% | 0% | 0.5145% | 0.3349% | 0%
57600 | 0% | 54.39% | 68.13% | 36.11% | 16.96% | 3.063% | 0% | 0.4072% | 0.1858% | 0.06507% | 0.0182% | 0.001736% | 0% | 0% | 0.5002% | 0.3164% | 0%
57700 | 0% | 54.17% | 67.93% | 35.86% | 16.74% | 2.986% | 0% | 0.3924% | 0.1741% | 0.06109% | 0.01582% | 0% | 0% | 0% | 0.4835% | 0.3018% | 0%
57800 | 0% | 53.96% | 67.74% | 35.61% | 16.52% | 2.909% | 0% | 0.3792% | 0.1627% | 0.05748% | 0.01286% | 0% | 0% | 0% | 0.4682% | 0.2889% | 0%
57900 | 0% | 53.74% | 67.55% | 35.36% | 16.31% | 2.835% | 0% | 0.3633% | 0.1541% | 0.05376% | 0.01132% | 0% | 0% | 0% | 0.4531% | 0.2782% | 0%
58000 | 0% | 53.53% | 67.36% | 35.11% | 16.09% | 2.762% | 0% | 0.3488% | 0.1453% | 0.0506% | 0.009323% | 0% | 0% | 0% | 0.4374% | 0.2675% | 0%
58100 | 0% | 53.32% | 67.16% | 34.87% | 15.87% | 2.69% | 0% | 0.3368% | 0.1381% | 0.04707% | 0.007716% | 0% | 0% | 0% | 0.4255% | 0.2554% | 0%
58200 | 0% | 53.11% | 66.97% | 34.63% | 15.65% | 2.617% | 0% | 0.3236% | 0.1312% | 0.04417% | 0.007201% | 0% | 0% | 0% | 0.4127% | 0.2434% | 0%
58300 | 0% | 52.9% | 66.78% | 34.39% | 15.44% | 2.545% | 0% | 0.311% | 0.1231% | 0.0416% | 0.006044% | 0% | 0% | 0% | 0.3992% | 0.2338% | 0%
58400 | 0% | 52.68% | 66.59% | 34.15% | 15.22% | 2.474% | 0% | 0.2989% | 0.1155% | 0.03954% | 0.005658% | 0% | 0% | 0% | 0.3882% | 0.2224% | 0%
58500 | 0% | 52.47% | 66.39% | 33.91% | 15.01% | 2.409% | 0% | 0.288% | 0.1062% | 0.03723% | 0.005272% | 0% | 0% | 0% | 0.3771% | 0.2103% | 0%
58600 | 0% | 52.25% | 66.2% | 33.66% | 14.8% | 2.342% | 0% | 0.2749% | 0.09774% | 0.03549% | 0.005015% | 0% | 0% | 0% | 0.3655% | 0.2004% | 0%
58700 | 0% | 52.04% | 66.01% | 33.42% | 14.6% | 2.278% | 0% | 0.2646% | 0.09054% | 0.03331% | 0.004501% | 0% | 0% | 0% | 0.3568% | 0.1892% | 0%
58800 | 0% | 51.82% | 65.81% | 33.18% | 14.4% | 2.215% | 0% | 0.2537% | 0.08366% | 0.03144% | 0.003922% | 0% | 0% | 0% | 0.3454% | 0.179% | 0%
58900 | 0% | 51.6% | 65.61% | 32.94% | 14.18% | 2.154% | 0% | 0.2449% | 0.07793% | 0.02977% | 0.003279% | 0% | 0% | 0% | 0.3349% | 0.1717% | 0%
59000 | 0% | 51.39% | 65.42% | 32.71% | 13.98% | 2.093% | 0% | 0.2347% | 0.07189% | 0.0281% | 0.002765% | 0% | 0% | 0% | 0.3267% | 0.1635% | 0%
59100 | 0% | 51.17% | 65.23% | 32.47% | 13.79% | 2.037% | 0% | 0.2255% | 0.06681% | 0.02656% | 0.002379% | 0% | 0% | 0% | 0.3167% | 0.1565% | 0%
59200 | 0% | 50.95% | 65.03% | 32.24% | 13.6% | 1.982% | 0% | 0.217% | 0.06269% | 0.02553% | 0.002122% | 0% | 0% | 0% | 0.3077% | 0.1483% | 0%
59300 | 0% | 50.74% | 64.83% | 32.01% | 13.39% | 1.927% | 0% | 0.2086% | 0.05999% | 0.0236% | 0.001929% | 0% | 0% | 0% | 0.2987% | 0.1385% | 0%
59400 | 0% | 50.52% | 64.64% | 31.78% | 13.2% | 1.875% | 0% | 0.2009% | 0.05678% | 0.02283% | 0% | 0% | 0% | 0% | 0.2901% | 0.1292% | 0%
59500 | 0% | 50.3% | 64.44% | 31.54% | 13.01% | 1.823% | 0% | 0.1923% | 0.05363% | 0.02128% | 0% | 0% | 0% | 0% | 0.2794% | 0.1214% | 0%
59600 | 0% | 50.09% | 64.25% | 31.32% | 12.82% | 1.77% | 0% | 0.1861% | 0.05125% | 0.02025% | 0% | 0% | 0% | 0% | 0.2702% | 0.1143% | 0%
59700 | 0% | 49.88% | 64.05% | 31.09% | 12.64% | 1.72% | 0% | 0.1779% | 0.04855% | 0.0191% | 0% | 0% | 0% | 0% | 0.2622% | 0.1073% | 0%
59800 | 0% | 49.67% | 63.85% | 30.87% | 12.46% | 1.668% | 0% | 0.1696% | 0.04507% | 0.01788% | 0% | 0% | 0% | 0% | 0.2521% | 0.1004% | 0%
59900 | 0% | 49.45% | 63.66% | 30.64% | 12.29% | 1.619% | 0% | 0.1602% | 0.04186% | 0.0162% | 0% | 0% | 0% | 0% | 0.2435% | 0.09336% | 0%
60000 | 0% | 49.24% | 63.47% | 30.42% | 12.11% | 1.57% | 0% | 0.153% | 0.03858% | 0.01524% | 0% | 0% | 0% | 0% | 0.2341% | 0.08681% | 0%
60100 | 0% | 49.04% | 63.27% | 30.21% | 11.94% | 1.528% | 0% | 0.1459% | 0.03543% | 0.0146% | 0% | 0% | 0% | 0% | 0.227% | 0.08243% | 0%
60200 | 0% | 48.83% | 63.08% | 29.99% | 11.77% | 1.486% | 0% | 0.1379% | 0.03273% | 0.0135% | 0% | 0% | 0% | 0% | 0.2188% | 0.07748% | 0%
60300 | 0% | 48.61% | 62.89% | 29.77% | 11.6% | 1.443% | 0% | 0.1313% | 0.03074% | 0.01228% | 0% | 0% | 0% | 0% | 0.21% | 0.07311% | 0%
60400 | 0% | 48.41% | 62.7% | 29.56% | 11.43% | 1.401% | 0% | 0.1242% | 0.02823% | 0.01132% | 0% | 0% | 0% | 0% | 0.2038% | 0.06957% | 0%
60500 | 0% | 48.21% | 62.51% | 29.35% | 11.26% | 1.356% | 0% | 0.1168% | 0.02649% | 0.01042% | 0% | 0% | 0% | 0% | 0.1959% | 0.06565% | 0%
60600 | 0% | 48.01% | 62.32% | 29.14% | 11.1% | 1.315% | 0% | 0.111% | 0.02501% | 0.009452% | 0% | 0% | 0% | 0% | 0.1886% | 0.06205% | 0%
60700 | 0% | 47.81% | 62.12% | 28.92% | 10.93% | 1.274% | 0% | 0.1062% | 0.02341% | 0.008745% | 0% | 0% | 0% | 0% | 0.1813% | 0.05948% | 0%
60800 | 0% | 47.61% | 61.93% | 28.7% | 10.76% | 1.235% | 0% | 0.1006% | 0.02161% | 0.008359% | 0% | 0% | 0% | 0% | 0.1746% | 0.05613% | 0%
60900 | 0% | 47.4% | 61.73% | 28.48% | 10.59% | 1.196% | 0% | 0.09426% | 0.01903% | 0.007716% | 0% | 0% | 0% | 0% | 0.1683% | 0.05273% | 0%
61000 | 0% | 47.2% | 61.54% | 28.27% | 10.43% | 1.157% | 0% | 0.08989% | 0.01749% | 0.007073% | 0% | 0% | 0% | 0% | 0.1623% | 0.04816% | 0%
61100 | 0% | 47% | 61.35% | 28.05% | 10.26% | 1.121% | 0% | 0.08501% | 0.01601% | 0.00643% | 0% | 0% | 0% | 0% | 0.1561% | 0.04559% | 0%
61200 | 0% | 46.8% | 61.16% | 27.84% | 10.11% | 1.082% | 0% | 0.08108% | 0.01498% | 0.005916% | 0% | 0% | 0% | 0% | 0.1489% | 0.04411% | 0%
61300 | 0% | 46.59% | 60.97% | 27.63% | 9.95% | 1.047% | 0% | 0.07671% | 0.01318% | 0.005466% | 0% | 0% | 0% | 0% | 0.142% | 0.04244% | 0%
61400 | 0% | 46.39% | 60.78% | 27.41% | 9.8% | 1.014% | 0% | 0.07253% | 0.01164% | 0.005144% | 0% | 0% | 0% | 0% | 0.1357% | 0.04044% | 0%
61500 | 0% | 46.19% | 60.59% | 27.19% | 9.643% | 0.9783% | 0% | 0.06912% | 0.01061% | 0.004951% | 0% | 0% | 0% | 0% | 0.1303% | 0.03929% | 0%
61600 | 0% | 45.99% | 60.39% | 26.98% | 9.49% | 0.9471% | 0% | 0.06649% | 0.009452% | 0.00463% | 0% | 0% | 0% | 0% | 0.1249% | 0.03684% | 0%
61700 | 0% | 45.79% | 60.2% | 26.77% | 9.341% | 0.917% | 0% | 0.06321% | 0.008745% | 0.004115% | 0% | 0% | 0% | 0% | 0.1191% | 0.03356% | 0%
61800 | 0% | 45.59% | 60% | 26.57% | 9.197% | 0.8882% | 0% | 0.06051% | 0.007974% | 0.003987% | 0% | 0% | 0% | 0% | 0.1146% | 0.03112% | 0%
61900 | 0% | 45.39% | 59.81% | 26.36% | 9.048% | 0.8583% | 0% | 0.05755% | 0.007523% | 0.003408% | 0% | 0% | 0% | 0% | 0.1083% | 0.0281% | 0%
62000 | 0% | 45.19% | 59.62% | 26.15% | 8.909% | 0.8322% | 0% | 0.05536% | 0.007073% | 0.003151% | 0% | 0% | 0% | 0% | 0.1033% | 0.02488% | 0%
62100 | 0% | 44.99% | 59.43% | 25.95% | 8.769% | 0.8051% | 0% | 0.05292% | 0.006302% | 0.002765% | 0% | 0% | 0% | 0% | 0.09799% | 0.0227% | 0%
62200 | 0% | 44.79% | 59.23% | 25.75% | 8.636% | 0.7774% | 0% | 0.05093% | 0.005402% | 0.002636% | 0% | 0% | 0% | 0% | 0.09317% | 0.01987% | 0%
62300 | 0% | 44.6% | 59.04% | 25.54% | 8.497% | 0.7524% | 0% | 0.0488% | 0.004823% | 0.002251% | 0% | 0% | 0% | 0% | 0.08976% | 0.01839% | 0%
62400 | 0% | 44.4% | 58.84% | 25.34% | 8.356% | 0.7224% | 0% | 0.04585% | 0.004244% | 0.001993% | 0% | 0% | 0% | 0% | 0.08629% | 0.01749% | 0%
62500 | 0% | 44.2% | 58.65% | 25.14% | 8.226% | 0.6968% | 0% | 0.04347% | 0.003537% | 0.0018% | 0% | 0% | 0% | 0% | 0.0814% | 0.01659% | 0%
62600 | 0% | 44% | 58.45% | 24.94% | 8.096% | 0.6715% | 0% | 0.04083% | 0.003215% | 0% | 0% | 0% | 0% | 0% | 0.07716% | 0.01575% | 0%
62700 | 0% | 43.8% | 58.26% | 24.74% | 7.965% | 0.6467% | 0% | 0.03935% | 0.002637% | 0% | 0% | 0% | 0% | 0% | 0.07343% | 0.01517% | 0%
62800 | 0% | 43.59% | 58.06% | 24.54% | 7.831% | 0.622% | 0% | 0.03781% | 0.001994% | 0% | 0% | 0% | 0% | 0% | 0.06874% | 0.01434% | 0%
62900 | 0% | 43.39% | 57.86% | 24.34% | 7.701% | 0.6008% | 0% | 0.03639% | 0.001929% | 0% | 0% | 0% | 0% | 0% | 0.06469% | 0.01357% | 0%
63000 | 0% | 43.19% | 57.67% | 24.15% | 7.571% | 0.5801% | 0% | 0.03562% | 0% | 0% | 0% | 0% | 0% | 0% | 0.06147% | 0.0128% | 0%
63100 | 0% | 42.99% | 57.48% | 23.95% | 7.445% | 0.5594% | 0% | 0.03369% | 0% | 0% | 0% | 0% | 0% | 0% | 0.05851% | 0.01215% | 0%
63200 | 0% | 42.79% | 57.29% | 23.75% | 7.327% | 0.5377% | 0% | 0.03151% | 0% | 0% | 0% | 0% | 0% | 0% | 0.05607% | 0.01132% | 0%
63300 | 0% | 42.59% | 57.11% | 23.55% | 7.202% | 0.5193% | 0% | 0.03041% | 0% | 0% | 0% | 0% | 0% | 0% | 0.05318% | 0.01022% | 0%
63400 | 0% | 42.39% | 56.92% | 23.35% | 7.079% | 0.5011% | 0% | 0.02939% | 0% | 0% | 0% | 0% | 0% | 0% | 0.05073% | 0.009259% | 0%
63500 | 0% | 42.19% | 56.73% | 23.15% | 6.962% | 0.483% | 0% | 0.02829% | 0% | 0% | 0% | 0% | 0% | 0% | 0.04945% | 0.008552% | 0%
63600 | 0% | 41.99% | 56.54% | 22.96% | 6.843% | 0.4667% | 0% | 0.02733% | 0% | 0% | 0% | 0% | 0% | 0% | 0.04771% | 0.007137% | 0%
63700 | 0% | 41.79% | 56.35% | 22.76% | 6.729% | 0.4497% | 0% | 0.0263% | 0% | 0% | 0% | 0% | 0% | 0% | 0.04591% | 0.006301% | 0%
63800 | 0% | 41.59% | 56.16% | 22.56% | 6.614% | 0.4318% | 0% | 0.02514% | 0% | 0% | 0% | 0% | 0% | 0% | 0.04405% | 0.005851% | 0%
63900 | 0% | 41.39% | 55.98% | 22.37% | 6.504% | 0.4156% | 0% | 0.02405% | 0% | 0% | 0% | 0% | 0% | 0% | 0.04257% | 0.005594% | 0%
64000 | 0% | 41.19% | 55.79% | 22.18% | 6.39% | 0.3987% | 0% | 0.02289% | 0% | 0% | 0% | 0% | 0% | 0% | 0.04109% | 0.005208% | 0%
64100 | 0% | 40.99% | 55.6% | 21.98% | 6.285% | 0.3841% | 0% | 0.02161% | 0% | 0% | 0% | 0% | 0% | 0% | 0.03987% | 0.00463% | 0%
64200 | 0% | 40.79% | 55.41% | 21.79% | 6.175% | 0.3694% | 0% | 0.01974% | 0% | 0% | 0% | 0% | 0% | 0% | 0.03884% | 0.004051% | 0%
64300 | 0% | 40.59% | 55.23% | 21.6% | 6.071% | 0.3553% | 0% | 0.01897% | 0% | 0% | 0% | 0% | 0% | 0% | 0.03736% | 0.003601% | 0%
64400 | 0% | 40.39% | 55.04% | 21.41% | 5.967% | 0.3419% | 0% | 0.01749% | 0% | 0% | 0% | 0% | 0% | 0% | 0.03556% | 0.003086% | 0%
64500 | 0% | 40.19% | 54.85% | 21.21% | 5.863% | 0.3281% | 0% | 0.01659% | 0% | 0% | 0% | 0% | 0% | 0% | 0.03408% | 0.002894% | 0%
64600 | 0% | 40% | 54.66% | 21.02% | 5.76% | 0.3143% | 0% | 0.01537% | 0% | 0% | 0% | 0% | 0% | 0% | 0.03254% | 0.002701% | 0%
64700 | 0% | 39.8% | 54.48% | 20.84% | 5.664% | 0.3024% | 0% | 0.0146% | 0% | 0% | 0% | 0% | 0% | 0% | 0.03119% | 0.002636% | 0%
64800 | 0% | 39.61% | 54.29% | 20.65% | 5.57% | 0.291% | 0% | 0.01382% | 0% | 0% | 0% | 0% | 0% | 0% | 0.02964% | 0.002251% | 0%
64900 | 0% | 39.42% | 54.11% | 20.46% | 5.479% | 0.2794% | 0% | 0.01305% | 0% | 0% | 0% | 0% | 0% | 0% | 0.02855% | 0.001929% | 0%
65000 | 0% | 39.22% | 53.93% | 20.27% | 5.381% | 0.2685% | 0% | 0.01247% | 0% | 0% | 0% | 0% | 0% | 0% | 0.02752% | 0% | 0%
65100 | 0% | 39.02% | 53.75% | 20.08% | 5.287% | 0.2571% | 0% | 0.01164% | 0% | 0% | 0% | 0% | 0% | 0% | 0.02675% | 0% | 0%
65200 | 0% | 38.83% | 53.57% | 19.9% | 5.195% | 0.246% | 0% | 0.01125% | 0% | 0% | 0% | 0% | 0% | 0% | 0.02533% | 0% | 0%
65300 | 0% | 38.64% | 53.39% | 19.72% | 5.104% | 0.2348% | 0% | 0.01042% | 0% | 0% | 0% | 0% | 0% | 0% | 0.02392% | 0% | 0%
65400 | 0% | 38.44% | 53.22% | 19.53% | 5.015% | 0.2238% | 0% | 0.009774% | 0% | 0% | 0% | 0% | 0% | 0% | 0.02302% | 0% | 0%
65500 | 0% | 38.24% | 53.03% | 19.35% | 4.927% | 0.2141% | 0% | 0.009324% | 0% | 0% | 0% | 0% | 0% | 0% | 0.02225% | 0% | 0%
65600 | 0% | 38.05% | 52.85% | 19.17% | 4.836% | 0.2038% | 0% | 0.008938% | 0% | 0% | 0% | 0% | 0% | 0% | 0.02141% | 0% | 0%
65700 | 0% | 37.87% | 52.68% | 18.98% | 4.753% | 0.1948% | 0% | 0.008038% | 0% | 0% | 0% | 0% | 0% | 0% | 0.02038% | 0% | 0%
65800 | 0% | 37.68% | 52.5% | 18.8% | 4.668% | 0.1858% | 0% | 0.007652% | 0% | 0% | 0% | 0% | 0% | 0% | 0.0198% | 0% | 0%
65900 | 0% | 37.49% | 52.31% | 18.63% | 4.585% | 0.1777% | 0% | 0.007266% | 0% | 0% | 0% | 0% | 0% | 0% | 0.0191% | 0% | 0%
66000 | 0% | 37.3% | 52.12% | 18.45% | 4.501% | 0.1697% | 0% | 0.006687% | 0% | 0% | 0% | 0% | 0% | 0% | 0.01794% | 0% | 0%
66100 | 0% | 37.11% | 51.94% | 18.27% | 4.42% | 0.1629% | 0% | 0.006173% | 0% | 0% | 0% | 0% | 0% | 0% | 0.0173% | 0% | 0%
66200 | 0% | 36.92% | 51.76% | 18.09% | 4.337% | 0.1563% | 0% | 0.005787% | 0% | 0% | 0% | 0% | 0% | 0% | 0.01665% | 0% | 0%
66300 | 0% | 36.74% | 51.57% | 17.92% | 4.257% | 0.1494% | 0% | 0.005594% | 0% | 0% | 0% | 0% | 0% | 0% | 0.01569% | 0% | 0%
66400 | 0% | 36.55% | 51.39% | 17.74% | 4.179% | 0.1418% | 0% | 0.005273% | 0% | 0% | 0% | 0% | 0% | 0% | 0.01479% | 0% | 0%
66500 | 0% | 36.36% | 51.2% | 17.57% | 4.103% | 0.1355% | 0% | 0.00508% | 0% | 0% | 0% | 0% | 0% | 0% | 0.01402% | 0% | 0%
66600 | 0% | 36.17% | 51.02% | 17.41% | 4.029% | 0.1291% | 0% | 0.004951% | 0% | 0% | 0% | 0% | 0% | 0% | 0.0135% | 0% | 0%
66700 | 0% | 35.97% | 50.85% | 17.23% | 3.954% | 0.1229% | 0% | 0.004694% | 0% | 0% | 0% | 0% | 0% | 0% | 0.01273% | 0% | 0%
66800 | 0% | 35.78% | 50.67% | 17.06% | 3.885% | 0.1181% | 0% | 0.004373% | 0% | 0% | 0% | 0% | 0% | 0% | 0.01241% | 0% | 0%
66900 | 0% | 35.59% | 50.49% | 16.89% | 3.814% | 0.1132% | 0% | 0.004051% | 0% | 0% | 0% | 0% | 0% | 0% | 0.0117% | 0% | 0%
67000 | 0% | 35.41% | 50.3% | 16.73% | 3.741% | 0.1078% | 0% | 0.003923% | 0% | 0% | 0% | 0% | 0% | 0% | 0.01087% | 0% | 0%
67100 | 0% | 35.23% | 50.12% | 16.56% | 3.675% | 0.1031% | 0% | 0.003408% | 0% | 0% | 0% | 0% | 0% | 0% | 0.009902% | 0% | 0%
67200 | 0% | 35.05% | 49.94% | 16.39% | 3.608% | 0.09889% | 0% | 0.003087% | 0% | 0% | 0% | 0% | 0% | 0% | 0.009259% | 0% | 0%
67300 | 0% | 34.87% | 49.76% | 16.21% | 3.539% | 0.09349% | 0% | 0.002765% | 0% | 0% | 0% | 0% | 0% | 0% | 0.008616% | 0% | 0%
67400 | 0% | 34.7% | 49.58% | 16.04% | 3.475% | 0.08861% | 0% | 0.002572% | 0% | 0% | 0% | 0% | 0% | 0% | 0.008231% | 0% | 0%
67500 | 0% | 34.52% | 49.4% | 15.89% | 3.411% | 0.08372% | 0% | 0.002186% | 0% | 0% | 0% | 0% | 0% | 0% | 0.007202% | 0% | 0%
67600 | 0% | 34.34% | 49.22% | 15.72% | 3.347% | 0.07819% | 0% | 0.001801% | 0% | 0% | 0% | 0% | 0% | 0% | 0.00643% | 0% | 0%
67700 | 0% | 34.16% | 49.05% | 15.56% | 3.284% | 0.07401% | 0% | 0% | 0% | 0% | 0% | 0% | 0% | 0% | 0.00598% | 0% | 0%
67800 | 0% | 33.99% | 48.87% | 15.4% | 3.223% | 0.06919% | 0% | 0% | 0% | 0% | 0% | 0% | 0% | 0% | 0.005401% | 0% | 0%
67900 | 0% | 33.81% | 48.69% | 15.25% | 3.163% | 0.06514% | 0% | 0% | 0% | 0% | 0% | 0% | 0% | 0% | 0.004951% | 0% | 0%
68000 | 0% | 33.63% | 48.52% | 15.09% | 3.101% | 0.06179% | 0% | 0% | 0% | 0% | 0% | 0% | 0% | 0% | 0.004373% | 0% | 0%
68100 | 0% | 33.46% | 48.33% | 14.94% | 3.04% | 0.05729% | 0% | 0% | 0% | 0% | 0% | 0% | 0% | 0% | 0.004115% | 0% | 0%
68200 | 0% | 33.29% | 48.16% | 14.79% | 2.981% | 0.0535% | 0% | 0% | 0% | 0% | 0% | 0% | 0% | 0% | 0.003858% | 0% | 0%
68300 | 0% | 33.12% | 47.98% | 14.63% | 2.925% | 0.04951% | 0% | 0% | 0% | 0% | 0% | 0% | 0% | 0% | 0.003279% | 0% | 0%
68400 | 0% | 32.94% | 47.8% | 14.48% | 2.869% | 0.04572% | 0% | 0% | 0% | 0% | 0% | 0% | 0% | 0% | 0.002958% | 0% | 0%
68500 | 0% | 32.77% | 47.63% | 14.33% | 2.814% | 0.04334% | 0% | 0% | 0% | 0% | 0% | 0% | 0% | 0% | 0.002636% | 0% | 0%
68600 | 0% | 32.6% | 47.45% | 14.18% | 2.758% | 0.03961% | 0% | 0% | 0% | 0% | 0% | 0% | 0% | 0% | 0.002379% | 0% | 0%
68700 | 0% | 32.43% | 47.28% | 14.03% | 2.706% | 0.03749% | 0% | 0% | 0% | 0% | 0% | 0% | 0% | 0% | 0.002315% | 0% | 0%
68800 | 0% | 32.26% | 47.11% | 13.89% | 2.652% | 0.0353% | 0% | 0% | 0% | 0% | 0% | 0% | 0% | 0% | 0.002122% | 0% | 0%
68900 | 0% | 32.09% | 46.94% | 13.74% | 2.603% | 0.03331% | 0% | 0% | 0% | 0% | 0% | 0% | 0% | 0% | 0.001801% | 0% | 0%
69000 | 0% | 31.93% | 46.77% | 13.6% | 2.553% | 0.03132% | 0% | 0% | 0% | 0% | 0% | 0% | 0% | 0% | 0.001608% | 0% | 0%
69100 | 0% | 31.77% | 46.61% | 13.47% | 2.501% | 0.02984% | 0% | 0% | 0% | 0% | 0% | 0% | 0% | 0% | 0.001543% | 0% | 0%
69200 | 0% | 31.6% | 46.43% | 13.32% | 2.451% | 0.02816% | 0% | 0% | 0% | 0% | 0% | 0% | 0% | 0% | 0% | 0% | 0%
69300 | 0% | 31.43% | 46.26% | 13.19% | 2.402% | 0.02579% | 0% | 0% | 0% | 0% | 0% | 0% | 0% | 0% | 0% | 0% | 0%
69400 | 0% | 31.26% | 46.09% | 13.05% | 2.357% | 0.02405% | 0% | 0% | 0% | 0% | 0% | 0% | 0% | 0% | 0% | 0% | 0%
69500 | 0% | 31.1% | 45.92% | 12.9% | 2.311% | 0.02251% | 0% | 0% | 0% | 0% | 0% | 0% | 0% | 0% | 0% | 0% | 0%
69600 | 0% | 30.94% | 45.75% | 12.77% | 2.261% | 0.02141% | 0% | 0% | 0% | 0% | 0% | 0% | 0% | 0% | 0% | 0% | 0%
69700 | 0% | 30.77% | 45.58% | 12.63% | 2.215% | 0.02071% | 0% | 0% | 0% | 0% | 0% | 0% | 0% | 0% | 0% | 0% | 0%
69800 | 0% | 30.6% | 45.4% | 12.49% | 2.167% | 0.01942% | 0% | 0% | 0% | 0% | 0% | 0% | 0% | 0% | 0% | 0% | 0%
69900 | 0% | 30.43% | 45.23% | 12.35% | 2.118% | 0.01794% | 0% | 0% | 0% | 0% | 0% | 0% | 0% | 0% | 0% | 0% | 0%
70000 | 0% | 30.26% | 45.05% | 12.21% | 2.073% | 0.0171% | 0% | 0% | 0% | 0% | 0% | 0% | 0% | 0% | 0% | 0% | 0%
70100 | 0% | 30.09% | 44.88% | 12.08% | 2.029% | 0.01627% | 0% | 0% | 0% | 0% | 0% | 0% | 0% | 0% | 0% | 0% | 0%
70200 | 0% | 29.93% | 44.71% | 11.95% | 1.985% | 0.01498% | 0% | 0% | 0% | 0% | 0% | 0% | 0% | 0% | 0% | 0% | 0%
70300 | 0% | 29.76% | 44.53% | 11.82% | 1.944% | 0.01434% | 0% | 0% | 0% | 0% | 0% | 0% | 0% | 0% | 0% | 0% | 0%
70400 | 0% | 29.59% | 44.36% | 11.69% | 1.905% | 0.01376% | 0% | 0% | 0% | 0% | 0% | 0% | 0% | 0% | 0% | 0% | 0%
70500 | 0% | 29.43% | 44.19% | 11.56% | 1.867% | 0.01248% | 0% | 0% | 0% | 0% | 0% | 0% | 0% | 0% | 0% | 0% | 0%
70600 | 0% | 29.26% | 44.03% | 11.43% | 1.83% | 0.01164% | 0% | 0% | 0% | 0% | 0% | 0% | 0% | 0% | 0% | 0% | 0%
70700 | 0% | 29.09% | 43.85% | 11.31% | 1.794% | 0.01112% | 0% | 0% | 0% | 0% | 0% | 0% | 0% | 0% | 0% | 0% | 0%
70800 | 0% | 28.93% | 43.67% | 11.19% | 1.757% | 0.01061% | 0% | 0% | 0% | 0% | 0% | 0% | 0% | 0% | 0% | 0% | 0%
70900 | 0% | 28.76% | 43.5% | 11.07% | 1.718% | 0.009968% | 0% | 0% | 0% | 0% | 0% | 0% | 0% | 0% | 0% | 0% | 0%
71000 | 0% | 28.6% | 43.33% | 10.95% | 1.682% | 0.009324% | 0% | 0% | 0% | 0% | 0% | 0% | 0% | 0% | 0% | 0% | 0%
71100 | 0% | 28.43% | 43.15% | 10.83% | 1.644% | 0.009067% | 0% | 0% | 0% | 0% | 0% | 0% | 0% | 0% | 0% | 0% | 0%
71200 | 0% | 28.27% | 42.97% | 10.7% | 1.605% | 0.00836% | 0% | 0% | 0% | 0% | 0% | 0% | 0% | 0% | 0% | 0% | 0%
71300 | 0% | 28.1% | 42.8% | 10.59% | 1.568% | 0.007717% | 0% | 0% | 0% | 0% | 0% | 0% | 0% | 0% | 0% | 0% | 0%
71400 | 0% | 27.94% | 42.62% | 10.47% | 1.53% | 0.00701% | 0% | 0% | 0% | 0% | 0% | 0% | 0% | 0% | 0% | 0% | 0%
71500 | 0% | 27.78% | 42.45% | 10.35% | 1.494% | 0.00656% | 0% | 0% | 0% | 0% | 0% | 0% | 0% | 0% | 0% | 0% | 0%
71600 | 0% | 27.61% | 42.28% | 10.23% | 1.46% | 0.006302% | 0% | 0% | 0% | 0% | 0% | 0% | 0% | 0% | 0% | 0% | 0%
71700 | 0% | 27.44% | 42.1% | 10.11% | 1.425% | 0.005852% | 0% | 0% | 0% | 0% | 0% | 0% | 0% | 0% | 0% | 0% | 0%
71800 | 0% | 27.28% | 41.93% | 10% | 1.389% | 0.005659% | 0% | 0% | 0% | 0% | 0% | 0% | 0% | 0% | 0% | 0% | 0%
71900 | 0% | 27.12% | 41.75% | 9.891% | 1.353% | 0.005274% | 0% | 0% | 0% | 0% | 0% | 0% | 0% | 0% | 0% | 0% | 0%
72000 | 0% | 26.95% | 41.58% | 9.785% | 1.322% | 0.004952% | 0% | 0% | 0% | 0% | 0% | 0% | 0% | 0% | 0% | 0% | 0%
72100 | 0% | 26.8% | 41.42% | 9.676% | 1.287% | 0.004309% | 0% | 0% | 0% | 0% | 0% | 0% | 0% | 0% | 0% | 0% | 0%
72200 | 0% | 26.64% | 41.24% | 9.568% | 1.255% | 0.004052% | 0% | 0% | 0% | 0% | 0% | 0% | 0% | 0% | 0% | 0% | 0%
72300 | 0% | 26.47% | 41.07% | 9.46% | 1.226% | 0.00373% | 0% | 0% | 0% | 0% | 0% | 0% | 0% | 0% | 0% | 0% | 0%
72400 | 0% | 26.31% | 40.89% | 9.352% | 1.199% | 0.003473% | 0% | 0% | 0% | 0% | 0% | 0% | 0% | 0% | 0% | 0% | 0%
72500 | 0% | 26.16% | 40.72% | 9.243% | 1.171% | 0.003152% | 0% | 0% | 0% | 0% | 0% | 0% | 0% | 0% | 0% | 0% | 0%
72600 | 0% | 26% | 40.55% | 9.14% | 1.142% | 0.00283% | 0% | 0% | 0% | 0% | 0% | 0% | 0% | 0% | 0% | 0% | 0%
72700 | 0% | 25.84% | 40.38% | 9.036% | 1.113% | 0.002702% | 0% | 0% | 0% | 0% | 0% | 0% | 0% | 0% | 0% | 0% | 0%
72800 | 0% | 25.68% | 40.21% | 8.932% | 1.086% | 0.002573% | 0% | 0% | 0% | 0% | 0% | 0% | 0% | 0% | 0% | 0% | 0%
72900 | 0% | 25.52% | 40.04% | 8.834% | 1.056% | 0.002316% | 0% | 0% | 0% | 0% | 0% | 0% | 0% | 0% | 0% | 0% | 0%
73000 | 0% | 25.37% | 39.86% | 8.729% | 1.029% | 0.002187% | 0% | 0% | 0% | 0% | 0% | 0% | 0% | 0% | 0% | 0% | 0%
73100 | 0% | 25.22% | 39.69% | 8.627% | 1.003% | 0.00193% | 0% | 0% | 0% | 0% | 0% | 0% | 0% | 0% | 0% | 0% | 0%
73200 | 0% | 25.07% | 39.53% | 8.527% | 0.9781% | 0.001866% | 0% | 0% | 0% | 0% | 0% | 0% | 0% | 0% | 0% | 0% | 0%
73300 | 0% | 24.91% | 39.36% | 8.425% | 0.9548% | 0.001673% | 0% | 0% | 0% | 0% | 0% | 0% | 0% | 0% | 0% | 0% | 0%
73400 | 0% | 24.75% | 39.18% | 8.326% | 0.9301% | 0% | 0% | 0% | 0% | 0% | 0% | 0% | 0% | 0% | 0% | 0% | 0%
73500 | 0% | 24.6% | 39.01% | 8.223% | 0.9043% | 0% | 0% | 0% | 0% | 0% | 0% | 0% | 0% | 0% | 0% | 0% | 0%
73600 | 0% | 24.45% | 38.84% | 8.126% | 0.8813% | 0% | 0% | 0% | 0% | 0% | 0% | 0% | 0% | 0% | 0% | 0% | 0%
73700 | 0% | 24.3% | 38.68% | 8.029% | 0.8601% | 0% | 0% | 0% | 0% | 0% | 0% | 0% | 0% | 0% | 0% | 0% | 0%
73800 | 0% | 24.14% | 38.51% | 7.933% | 0.8377% | 0% | 0% | 0% | 0% | 0% | 0% | 0% | 0% | 0% | 0% | 0% | 0%
73900 | 0% | 23.99% | 38.34% | 7.834% | 0.8191% | 0% | 0% | 0% | 0% | 0% | 0% | 0% | 0% | 0% | 0% | 0% | 0%
74000 | 0% | 23.83% | 38.17% | 7.742% | 0.7975% | 0% | 0% | 0% | 0% | 0% | 0% | 0% | 0% | 0% | 0% | 0% | 0%
74100 | 0% | 23.68% | 38% | 7.653% | 0.7746% | 0% | 0% | 0% | 0% | 0% | 0% | 0% | 0% | 0% | 0% | 0% | 0%
74200 | 0% | 23.52% | 37.84% | 7.562% | 0.7548% | 0% | 0% | 0% | 0% | 0% | 0% | 0% | 0% | 0% | 0% | 0% | 0%
74300 | 0% | 23.37% | 37.68% | 7.471% | 0.7341% | 0% | 0% | 0% | 0% | 0% | 0% | 0% | 0% | 0% | 0% | 0% | 0%
74400 | 0% | 23.22% | 37.5% | 7.385% | 0.7167% | 0% | 0% | 0% | 0% | 0% | 0% | 0% | 0% | 0% | 0% | 0% | 0%
74500 | 0% | 23.06% | 37.33% | 7.296% | 0.6979% | 0% | 0% | 0% | 0% | 0% | 0% | 0% | 0% | 0% | 0% | 0% | 0%
74600 | 0% | 22.92% | 37.17% | 7.21% | 0.6802% | 0% | 0% | 0% | 0% | 0% | 0% | 0% | 0% | 0% | 0% | 0% | 0%
74700 | 0% | 22.78% | 36.99% | 7.126% | 0.663% | 0% | 0% | 0% | 0% | 0% | 0% | 0% | 0% | 0% | 0% | 0% | 0%
74800 | 0% | 22.63% | 36.83% | 7.038% | 0.6454% | 0% | 0% | 0% | 0% | 0% | 0% | 0% | 0% | 0% | 0% | 0% | 0%
74900 | 0% | 22.48% | 36.66% | 6.954% | 0.6274% | 0% | 0% | 0% | 0% | 0% | 0% | 0% | 0% | 0% | 0% | 0% | 0%
75000 | 0% | 22.32% | 36.49% | 6.868% | 0.6103% | 0% | 0% | 0% | 0% | 0% | 0% | 0% | 0% | 0% | 0% | 0% | 0%
75100 | 0% | 22.17% | 36.33% | 6.786% | 0.5939% | 0% | 0% | 0% | 0% | 0% | 0% | 0% | 0% | 0% | 0% | 0% | 0%
75200 | 0% | 22.02% | 36.16% | 6.701% | 0.5779% | 0% | 0% | 0% | 0% | 0% | 0% | 0% | 0% | 0% | 0% | 0% | 0%
75300 | 0% | 21.88% | 36% | 6.621% | 0.5622% | 0% | 0% | 0% | 0% | 0% | 0% | 0% | 0% | 0% | 0% | 0% | 0%
75400 | 0% | 21.73% | 35.83% | 6.537% | 0.545% | 0% | 0% | 0% | 0% | 0% | 0% | 0% | 0% | 0% | 0% | 0% | 0%
75500 | 0% | 21.59% | 35.67% | 6.453% | 0.5304% | 0% | 0% | 0% | 0% | 0% | 0% | 0% | 0% | 0% | 0% | 0% | 0%
75600 | 0% | 21.44% | 35.5% | 6.373% | 0.5138% | 0% | 0% | 0% | 0% | 0% | 0% | 0% | 0% | 0% | 0% | 0% | 0%
75700 | 0% | 21.3% | 35.33% | 6.294% | 0.499% | 0% | 0% | 0% | 0% | 0% | 0% | 0% | 0% | 0% | 0% | 0% | 0%
75800 | 0% | 21.16% | 35.16% | 6.216% | 0.4866% | 0% | 0% | 0% | 0% | 0% | 0% | 0% | 0% | 0% | 0% | 0% | 0%
75900 | 0% | 21.02% | 35% | 6.139% | 0.4733% | 0% | 0% | 0% | 0% | 0% | 0% | 0% | 0% | 0% | 0% | 0% | 0%
76000 | 0% | 20.88% | 34.83% | 6.062% | 0.4607% | 0% | 0% | 0% | 0% | 0% | 0% | 0% | 0% | 0% | 0% | 0% | 0%
76100 | 0% | 20.75% | 34.67% | 5.988% | 0.4482% | 0% | 0% | 0% | 0% | 0% | 0% | 0% | 0% | 0% | 0% | 0% | 0%
76200 | 0% | 20.61% | 34.5% | 5.913% | 0.4342% | 0% | 0% | 0% | 0% | 0% | 0% | 0% | 0% | 0% | 0% | 0% | 0%
76300 | 0% | 20.48% | 34.34% | 5.842% | 0.4219% | 0% | 0% | 0% | 0% | 0% | 0% | 0% | 0% | 0% | 0% | 0% | 0%
76400 | 0% | 20.34% | 34.17% | 5.772% | 0.4086% | 0% | 0% | 0% | 0% | 0% | 0% | 0% | 0% | 0% | 0% | 0% | 0%
76500 | 0% | 20.2% | 34.01% | 5.698% | 0.3958% | 0% | 0% | 0% | 0% | 0% | 0% | 0% | 0% | 0% | 0% | 0% | 0%
76600 | 0% | 20.07% | 33.85% | 5.625% | 0.384% | 0% | 0% | 0% | 0% | 0% | 0% | 0% | 0% | 0% | 0% | 0% | 0%
76700 | 0% | 19.93% | 33.69% | 5.551% | 0.3708% | 0% | 0% | 0% | 0% | 0% | 0% | 0% | 0% | 0% | 0% | 0% | 0%
76800 | 0% | 19.8% | 33.53% | 5.479% | 0.3597% | 0% | 0% | 0% | 0% | 0% | 0% | 0% | 0% | 0% | 0% | 0% | 0%
76900 | 0% | 19.66% | 33.36% | 5.409% | 0.3484% | 0% | 0% | 0% | 0% | 0% | 0% | 0% | 0% | 0% | 0% | 0% | 0%
77000 | 0% | 19.52% | 33.21% | 5.342% | 0.337% | 0% | 0% | 0% | 0% | 0% | 0% | 0% | 0% | 0% | 0% | 0% | 0%
77100 | 0% | 19.39% | 33.05% | 5.273% | 0.3284% | 0% | 0% | 0% | 0% | 0% | 0% | 0% | 0% | 0% | 0% | 0% | 0%
77200 | 0% | 19.25% | 32.88% | 5.207% | 0.3185% | 0% | 0% | 0% | 0% | 0% | 0% | 0% | 0% | 0% | 0% | 0% | 0%
77300 | 0% | 19.12% | 32.73% | 5.137% | 0.3089% | 0% | 0% | 0% | 0% | 0% | 0% | 0% | 0% | 0% | 0% | 0% | 0%
77400 | 0% | 18.99% | 32.57% | 5.067% | 0.2989% | 0% | 0% | 0% | 0% | 0% | 0% | 0% | 0% | 0% | 0% | 0% | 0%
77500 | 0% | 18.87% | 32.41% | 4.998% | 0.2881% | 0% | 0% | 0% | 0% | 0% | 0% | 0% | 0% | 0% | 0% | 0% | 0%
77600 | 0% | 18.73% | 32.26% | 4.933% | 0.2787% | 0% | 0% | 0% | 0% | 0% | 0% | 0% | 0% | 0% | 0% | 0% | 0%
77700 | 0% | 18.6% | 32.1% | 4.867% | 0.2688% | 0% | 0% | 0% | 0% | 0% | 0% | 0% | 0% | 0% | 0% | 0% | 0%
77800 | 0% | 18.47% | 31.94% | 4.799% | 0.2623% | 0% | 0% | 0% | 0% | 0% | 0% | 0% | 0% | 0% | 0% | 0% | 0%
77900 | 0% | 18.34% | 31.79% | 4.738% | 0.2535% | 0% | 0% | 0% | 0% | 0% | 0% | 0% | 0% | 0% | 0% | 0% | 0%
78000 | 0% | 18.2% | 31.63% | 4.675% | 0.2447% | 0% | 0% | 0% | 0% | 0% | 0% | 0% | 0% | 0% | 0% | 0% | 0%
78100 | 0% | 18.08% | 31.48% | 4.613% | 0.2359% | 0% | 0% | 0% | 0% | 0% | 0% | 0% | 0% | 0% | 0% | 0% | 0%
78200 | 0% | 17.95% | 31.32% | 4.549% | 0.2279% | 0% | 0% | 0% | 0% | 0% | 0% | 0% | 0% | 0% | 0% | 0% | 0%
78300 | 0% | 17.83% | 31.16% | 4.488% | 0.2206% | 0% | 0% | 0% | 0% | 0% | 0% | 0% | 0% | 0% | 0% | 0% | 0%
78400 | 0% | 17.7% | 31% | 4.429% | 0.2106% | 0% | 0% | 0% | 0% | 0% | 0% | 0% | 0% | 0% | 0% | 0% | 0%
78500 | 0% | 17.58% | 30.85% | 4.37% | 0.2034% | 0% | 0% | 0% | 0% | 0% | 0% | 0% | 0% | 0% | 0% | 0% | 0%
78600 | 0% | 17.45% | 30.69% | 4.311% | 0.1961% | 0% | 0% | 0% | 0% | 0% | 0% | 0% | 0% | 0% | 0% | 0% | 0%
78700 | 0% | 17.33% | 30.54% | 4.254% | 0.1892% | 0% | 0% | 0% | 0% | 0% | 0% | 0% | 0% | 0% | 0% | 0% | 0%
78800 | 0% | 17.21% | 30.38% | 4.193% | 0.1824% | 0% | 0% | 0% | 0% | 0% | 0% | 0% | 0% | 0% | 0% | 0% | 0%
78900 | 0% | 17.08% | 30.22% | 4.137% | 0.1743% | 0% | 0% | 0% | 0% | 0% | 0% | 0% | 0% | 0% | 0% | 0% | 0%
79000 | 0% | 16.96% | 30.07% | 4.082% | 0.1675% | 0% | 0% | 0% | 0% | 0% | 0% | 0% | 0% | 0% | 0% | 0% | 0%
79100 | 0% | 16.84% | 29.91% | 4.03% | 0.1615% | 0% | 0% | 0% | 0% | 0% | 0% | 0% | 0% | 0% | 0% | 0% | 0%
79200 | 0% | 16.71% | 29.77% | 3.978% | 0.1554% | 0% | 0% | 0% | 0% | 0% | 0% | 0% | 0% | 0% | 0% | 0% | 0%
79300 | 0% | 16.58% | 29.62% | 3.924% | 0.1496% | 0% | 0% | 0% | 0% | 0% | 0% | 0% | 0% | 0% | 0% | 0% | 0%
79400 | 0% | 16.47% | 29.47% | 3.872% | 0.1442% | 0% | 0% | 0% | 0% | 0% | 0% | 0% | 0% | 0% | 0% | 0% | 0%
79500 | 0% | 16.35% | 29.32% | 3.819% | 0.139% | 0% | 0% | 0% | 0% | 0% | 0% | 0% | 0% | 0% | 0% | 0% | 0%
79600 | 0% | 16.23% | 29.17% | 3.765% | 0.1333% | 0% | 0% | 0% | 0% | 0% | 0% | 0% | 0% | 0% | 0% | 0% | 0%
79700 | 0% | 16.11% | 29.01% | 3.714% | 0.1281% | 0% | 0% | 0% | 0% | 0% | 0% | 0% | 0% | 0% | 0% | 0% | 0%
79800 | 0% | 16% | 28.87% | 3.66% | 0.1233% | 0% | 0% | 0% | 0% | 0% | 0% | 0% | 0% | 0% | 0% | 0% | 0%
79900 | 0% | 15.88% | 28.72% | 3.606% | 0.1186% | 0% | 0% | 0% | 0% | 0% | 0% | 0% | 0% | 0% | 0% | 0% | 0%
80000 | 0% | 15.77% | 28.57% | 3.553% | 0.1139% | 0% | 0% | 0% | 0% | 0% | 0% | 0% | 0% | 0% | 0% | 0% | 0%
80100 | 0% | 15.66% | 28.42% | 3.503% | 0.1091% | 0% | 0% | 0% | 0% | 0% | 0% | 0% | 0% | 0% | 0% | 0% | 0%
80200 | 0% | 15.54% | 28.27% | 3.454% | 0.1049% | 0% | 0% | 0% | 0% | 0% | 0% | 0% | 0% | 0% | 0% | 0% | 0%
80300 | 0% | 15.43% | 28.12% | 3.406% | 0.1006% | 0% | 0% | 0% | 0% | 0% | 0% | 0% | 0% | 0% | 0% | 0% | 0%
80400 | 0% | 15.31% | 27.98% | 3.356% | 0.09651% | 0% | 0% | 0% | 0% | 0% | 0% | 0% | 0% | 0% | 0% | 0% | 0%
80500 | 0% | 15.2% | 27.83% | 3.308% | 0.09336% | 0% | 0% | 0% | 0% | 0% | 0% | 0% | 0% | 0% | 0% | 0% | 0%
80600 | 0% | 15.08% | 27.69% | 3.259% | 0.08983% | 0% | 0% | 0% | 0% | 0% | 0% | 0% | 0% | 0% | 0% | 0% | 0%
80700 | 0% | 14.96% | 27.54% | 3.216% | 0.08616% | 0% | 0% | 0% | 0% | 0% | 0% | 0% | 0% | 0% | 0% | 0% | 0%
80800 | 0% | 14.84% | 27.4% | 3.172% | 0.08295% | 0% | 0% | 0% | 0% | 0% | 0% | 0% | 0% | 0% | 0% | 0% | 0%
80900 | 0% | 14.73% | 27.25% | 3.128% | 0.08005% | 0% | 0% | 0% | 0% | 0% | 0% | 0% | 0% | 0% | 0% | 0% | 0%
81000 | 0% | 14.62% | 27.11% | 3.085% | 0.07755% | 0% | 0% | 0% | 0% | 0% | 0% | 0% | 0% | 0% | 0% | 0% | 0%
81100 | 0% | 14.5% | 26.97% | 3.046% | 0.07427% | 0% | 0% | 0% | 0% | 0% | 0% | 0% | 0% | 0% | 0% | 0% | 0%
81200 | 0% | 14.39% | 26.83% | 3.005% | 0.07163% | 0% | 0% | 0% | 0% | 0% | 0% | 0% | 0% | 0% | 0% | 0% | 0%
81300 | 0% | 14.29% | 26.69% | 2.965% | 0.06932% | 0% | 0% | 0% | 0% | 0% | 0% | 0% | 0% | 0% | 0% | 0% | 0%
81400 | 0% | 14.18% | 26.55% | 2.926% | 0.06719% | 0% | 0% | 0% | 0% | 0% | 0% | 0% | 0% | 0% | 0% | 0% | 0%
81500 | 0% | 14.07% | 26.4% | 2.887% | 0.06552% | 0% | 0% | 0% | 0% | 0% | 0% | 0% | 0% | 0% | 0% | 0% | 0%
81600 | 0% | 13.97% | 26.26% | 2.847% | 0.06417% | 0% | 0% | 0% | 0% | 0% | 0% | 0% | 0% | 0% | 0% | 0% | 0%
81700 | 0% | 13.86% | 26.12% | 2.808% | 0.06237% | 0% | 0% | 0% | 0% | 0% | 0% | 0% | 0% | 0% | 0% | 0% | 0%
81800 | 0% | 13.75% | 25.98% | 2.768% | 0.06076% | 0% | 0% | 0% | 0% | 0% | 0% | 0% | 0% | 0% | 0% | 0% | 0%
81900 | 0% | 13.64% | 25.83% | 2.73% | 0.05922% | 0% | 0% | 0% | 0% | 0% | 0% | 0% | 0% | 0% | 0% | 0% | 0%
82000 | 0% | 13.54% | 25.7% | 2.69% | 0.05774% | 0% | 0% | 0% | 0% | 0% | 0% | 0% | 0% | 0% | 0% | 0% | 0%
82100 | 0% | 13.43% | 25.56% | 2.655% | 0.05626% | 0% | 0% | 0% | 0% | 0% | 0% | 0% | 0% | 0% | 0% | 0% | 0%
82200 | 0% | 13.33% | 25.42% | 2.618% | 0.05433% | 0% | 0% | 0% | 0% | 0% | 0% | 0% | 0% | 0% | 0% | 0% | 0%
82300 | 0% | 13.22% | 25.27% | 2.58% | 0.05285% | 0% | 0% | 0% | 0% | 0% | 0% | 0% | 0% | 0% | 0% | 0% | 0%
82400 | 0% | 13.11% | 25.13% | 2.546% | 0.05131% | 0% | 0% | 0% | 0% | 0% | 0% | 0% | 0% | 0% | 0% | 0% | 0%
82500 | 0% | 13% | 24.99% | 2.506% | 0.04951% | 0% | 0% | 0% | 0% | 0% | 0% | 0% | 0% | 0% | 0% | 0% | 0%
82600 | 0% | 12.9% | 24.84% | 2.473% | 0.04765% | 0% | 0% | 0% | 0% | 0% | 0% | 0% | 0% | 0% | 0% | 0% | 0%
82700 | 0% | 12.79% | 24.7% | 2.437% | 0.04565% | 0% | 0% | 0% | 0% | 0% | 0% | 0% | 0% | 0% | 0% | 0% | 0%
82800 | 0% | 12.68% | 24.56% | 2.402% | 0.04379% | 0% | 0% | 0% | 0% | 0% | 0% | 0% | 0% | 0% | 0% | 0% | 0%
82900 | 0% | 12.58% | 24.41% | 2.368% | 0.04212% | 0% | 0% | 0% | 0% | 0% | 0% | 0% | 0% | 0% | 0% | 0% | 0%
83000 | 0% | 12.47% | 24.27% | 2.332% | 0.03974% | 0% | 0% | 0% | 0% | 0% | 0% | 0% | 0% | 0% | 0% | 0% | 0%
83100 | 0% | 12.37% | 24.12% | 2.297% | 0.03794% | 0% | 0% | 0% | 0% | 0% | 0% | 0% | 0% | 0% | 0% | 0% | 0%
83200 | 0% | 12.26% | 23.98% | 2.263% | 0.03607% | 0% | 0% | 0% | 0% | 0% | 0% | 0% | 0% | 0% | 0% | 0% | 0%
83300 | 0% | 12.16% | 23.83% | 2.23% | 0.03376% | 0% | 0% | 0% | 0% | 0% | 0% | 0% | 0% | 0% | 0% | 0% | 0%
83400 | 0% | 12.06% | 23.69% | 2.194% | 0.03144% | 0% | 0% | 0% | 0% | 0% | 0% | 0% | 0% | 0% | 0% | 0% | 0%
83500 | 0% | 11.95% | 23.54% | 2.162% | 0.03041% | 0% | 0% | 0% | 0% | 0% | 0% | 0% | 0% | 0% | 0% | 0% | 0%
83600 | 0% | 11.85% | 23.4% | 2.129% | 0.02939% | 0% | 0% | 0% | 0% | 0% | 0% | 0% | 0% | 0% | 0% | 0% | 0%
83700 | 0% | 11.74% | 23.26% | 2.095% | 0.02823% | 0% | 0% | 0% | 0% | 0% | 0% | 0% | 0% | 0% | 0% | 0% | 0%
83800 | 0% | 11.64% | 23.12% | 2.064% | 0.02752% | 0% | 0% | 0% | 0% | 0% | 0% | 0% | 0% | 0% | 0% | 0% | 0%
83900 | 0% | 11.54% | 22.97% | 2.029% | 0.02623% | 0% | 0% | 0% | 0% | 0% | 0% | 0% | 0% | 0% | 0% | 0% | 0%
84000 | 0% | 11.44% | 22.84% | 1.996% | 0.02514% | 0% | 0% | 0% | 0% | 0% | 0% | 0% | 0% | 0% | 0% | 0% | 0%
84100 | 0% | 11.34% | 22.69% | 1.961% | 0.02379% | 0% | 0% | 0% | 0% | 0% | 0% | 0% | 0% | 0% | 0% | 0% | 0%
84200 | 0% | 11.23% | 22.55% | 1.927% | 0.02289% | 0% | 0% | 0% | 0% | 0% | 0% | 0% | 0% | 0% | 0% | 0% | 0%
84300 | 0% | 11.13% | 22.41% | 1.893% | 0.0218% | 0% | 0% | 0% | 0% | 0% | 0% | 0% | 0% | 0% | 0% | 0% | 0%
84400 | 0% | 11.04% | 22.27% | 1.86% | 0.0207% | 0% | 0% | 0% | 0% | 0% | 0% | 0% | 0% | 0% | 0% | 0% | 0%
84500 | 0% | 10.94% | 22.13% | 1.828% | 0.0198% | 0% | 0% | 0% | 0% | 0% | 0% | 0% | 0% | 0% | 0% | 0% | 0%
84600 | 0% | 10.85% | 21.99% | 1.796% | 0.01884% | 0% | 0% | 0% | 0% | 0% | 0% | 0% | 0% | 0% | 0% | 0% | 0%
84700 | 0% | 10.75% | 21.85% | 1.763% | 0.01794% | 0% | 0% | 0% | 0% | 0% | 0% | 0% | 0% | 0% | 0% | 0% | 0%
84800 | 0% | 10.66% | 21.71% | 1.73% | 0.01768% | 0% | 0% | 0% | 0% | 0% | 0% | 0% | 0% | 0% | 0% | 0% | 0%
84900 | 0% | 10.57% | 21.57% | 1.699% | 0.01672% | 0% | 0% | 0% | 0% | 0% | 0% | 0% | 0% | 0% | 0% | 0% | 0%
85000 | 0% | 10.47% | 21.43% | 1.665% | 0.01607% | 0% | 0% | 0% | 0% | 0% | 0% | 0% | 0% | 0% | 0% | 0% | 0%
85100 | 0% | 10.38% | 21.3% | 1.633% | 0.01543% | 0% | 0% | 0% | 0% | 0% | 0% | 0% | 0% | 0% | 0% | 0% | 0%
85200 | 0% | 10.28% | 21.16% | 1.604% | 0.01479% | 0% | 0% | 0% | 0% | 0% | 0% | 0% | 0% | 0% | 0% | 0% | 0%
85300 | 0% | 10.19% | 21.03% | 1.575% | 0.01382% | 0% | 0% | 0% | 0% | 0% | 0% | 0% | 0% | 0% | 0% | 0% | 0%
85400 | 0% | 10.1% | 20.89% | 1.546% | 0.01299% | 0% | 0% | 0% | 0% | 0% | 0% | 0% | 0% | 0% | 0% | 0% | 0%
85500 | 0% | 10.01% | 20.77% | 1.517% | 0.01228% | 0% | 0% | 0% | 0% | 0% | 0% | 0% | 0% | 0% | 0% | 0% | 0%
85600 | 0% | 9.926% | 20.64% | 1.487% | 0.01138% | 0% | 0% | 0% | 0% | 0% | 0% | 0% | 0% | 0% | 0% | 0% | 0%
85700 | 0% | 9.839% | 20.51% | 1.459% | 0.01093% | 0% | 0% | 0% | 0% | 0% | 0% | 0% | 0% | 0% | 0% | 0% | 0%
85800 | 0% | 9.751% | 20.38% | 1.433% | 0.01035% | 0% | 0% | 0% | 0% | 0% | 0% | 0% | 0% | 0% | 0% | 0% | 0%
85900 | 0% | 9.665% | 20.25% | 1.408% | 0.01003% | 0% | 0% | 0% | 0% | 0% | 0% | 0% | 0% | 0% | 0% | 0% | 0%
86000 | 0% | 9.579% | 20.12% | 1.38% | 0.009002% | 0% | 0% | 0% | 0% | 0% | 0% | 0% | 0% | 0% | 0% | 0% | 0%
86100 | 0% | 9.496% | 19.99% | 1.355% | 0.008487% | 0% | 0% | 0% | 0% | 0% | 0% | 0% | 0% | 0% | 0% | 0% | 0%
86200 | 0% | 9.409% | 19.86% | 1.33% | 0.008102% | 0% | 0% | 0% | 0% | 0% | 0% | 0% | 0% | 0% | 0% | 0% | 0%
86300 | 0% | 9.323% | 19.73% | 1.304% | 0.007394% | 0% | 0% | 0% | 0% | 0% | 0% | 0% | 0% | 0% | 0% | 0% | 0%
86400 | 0% | 9.238% | 19.6% | 1.279% | 0.006751% | 0% | 0% | 0% | 0% | 0% | 0% | 0% | 0% | 0% | 0% | 0% | 0%
86500 | 0% | 9.155% | 19.48% | 1.258% | 0.006237% | 0% | 0% | 0% | 0% | 0% | 0% | 0% | 0% | 0% | 0% | 0% | 0%
86600 | 0% | 9.077% | 19.35% | 1.234% | 0.005723% | 0% | 0% | 0% | 0% | 0% | 0% | 0% | 0% | 0% | 0% | 0% | 0%
86700 | 0% | 8.995% | 19.23% | 1.211% | 0.005272% | 0% | 0% | 0% | 0% | 0% | 0% | 0% | 0% | 0% | 0% | 0% | 0%
86800 | 0% | 8.915% | 19.11% | 1.188% | 0.004694% | 0% | 0% | 0% | 0% | 0% | 0% | 0% | 0% | 0% | 0% | 0% | 0%
86900 | 0% | 8.836% | 18.99% | 1.166% | 0.004372% | 0% | 0% | 0% | 0% | 0% | 0% | 0% | 0% | 0% | 0% | 0% | 0%
87000 | 0% | 8.755% | 18.87% | 1.145% | 0.004115% | 0% | 0% | 0% | 0% | 0% | 0% | 0% | 0% | 0% | 0% | 0% | 0%
87100 | 0% | 8.679% | 18.75% | 1.125% | 0.003986% | 0% | 0% | 0% | 0% | 0% | 0% | 0% | 0% | 0% | 0% | 0% | 0%
87200 | 0% | 8.596% | 18.62% | 1.105% | 0.003794% | 0% | 0% | 0% | 0% | 0% | 0% | 0% | 0% | 0% | 0% | 0% | 0%
87300 | 0% | 8.52% | 18.5% | 1.085% | 0.003665% | 0% | 0% | 0% | 0% | 0% | 0% | 0% | 0% | 0% | 0% | 0% | 0%
87400 | 0% | 8.442% | 18.38% | 1.066% | 0.003472% | 0% | 0% | 0% | 0% | 0% | 0% | 0% | 0% | 0% | 0% | 0% | 0%
87500 | 0% | 8.365% | 18.26% | 1.047% | 0.003472% | 0% | 0% | 0% | 0% | 0% | 0% | 0% | 0% | 0% | 0% | 0% | 0%
87600 | 0% | 8.289% | 18.14% | 1.029% | 0.003215% | 0% | 0% | 0% | 0% | 0% | 0% | 0% | 0% | 0% | 0% | 0% | 0%
87700 | 0% | 8.217% | 18.03% | 1.012% | 0.003151% | 0% | 0% | 0% | 0% | 0% | 0% | 0% | 0% | 0% | 0% | 0% | 0%
87800 | 0% | 8.142% | 17.91% | 0.9941% | 0.002765% | 0% | 0% | 0% | 0% | 0% | 0% | 0% | 0% | 0% | 0% | 0% | 0%
87900 | 0% | 8.07% | 17.79% | 0.9781% | 0.002572% | 0% | 0% | 0% | 0% | 0% | 0% | 0% | 0% | 0% | 0% | 0% | 0%
88000 | 0% | 7.996% | 17.67% | 0.9606% | 0.002572% | 0% | 0% | 0% | 0% | 0% | 0% | 0% | 0% | 0% | 0% | 0% | 0%
88100 | 0% | 7.921% | 17.55% | 0.9432% | 0.002379% | 0% | 0% | 0% | 0% | 0% | 0% | 0% | 0% | 0% | 0% | 0% | 0%
88200 | 0% | 7.843% | 17.43% | 0.9265% | 0.00225% | 0% | 0% | 0% | 0% | 0% | 0% | 0% | 0% | 0% | 0% | 0% | 0%
88300 | 0% | 7.77% | 17.31% | 0.909% | 0.002057% | 0% | 0% | 0% | 0% | 0% | 0% | 0% | 0% | 0% | 0% | 0% | 0%
88400 | 0% | 7.698% | 17.19% | 0.894% | 0.001865% | 0% | 0% | 0% | 0% | 0% | 0% | 0% | 0% | 0% | 0% | 0% | 0%
88500 | 0% | 7.626% | 17.07% | 0.8778% | 0.001865% | 0% | 0% | 0% | 0% | 0% | 0% | 0% | 0% | 0% | 0% | 0% | 0%
88600 | 0% | 7.554% | 16.95% | 0.8601% | 0% | 0% | 0% | 0% | 0% | 0% | 0% | 0% | 0% | 0% | 0% | 0% | 0%
88700 | 0% | 7.483% | 16.83% | 0.8444% | 0% | 0% | 0% | 0% | 0% | 0% | 0% | 0% | 0% | 0% | 0% | 0% | 0%
88800 | 0% | 7.413% | 16.71% | 0.829% | 0% | 0% | 0% | 0% | 0% | 0% | 0% | 0% | 0% | 0% | 0% | 0% | 0%
88900 | 0% | 7.343% | 16.6% | 0.8131% | 0% | 0% | 0% | 0% | 0% | 0% | 0% | 0% | 0% | 0% | 0% | 0% | 0%
89000 | 0% | 7.279% | 16.48% | 0.7967% | 0% | 0% | 0% | 0% | 0% | 0% | 0% | 0% | 0% | 0% | 0% | 0% | 0%
89100 | 0% | 7.216% | 16.36% | 0.7826% | 0% | 0% | 0% | 0% | 0% | 0% | 0% | 0% | 0% | 0% | 0% | 0% | 0%
89200 | 0% | 7.153% | 16.25% | 0.7683% | 0% | 0% | 0% | 0% | 0% | 0% | 0% | 0% | 0% | 0% | 0% | 0% | 0%
89300 | 0% | 7.09% | 16.13% | 0.7539% | 0% | 0% | 0% | 0% | 0% | 0% | 0% | 0% | 0% | 0% | 0% | 0% | 0%
89400 | 0% | 7.02% | 16.02% | 0.7407% | 0% | 0% | 0% | 0% | 0% | 0% | 0% | 0% | 0% | 0% | 0% | 0% | 0%
89500 | 0% | 6.958% | 15.9% | 0.7269% | 0% | 0% | 0% | 0% | 0% | 0% | 0% | 0% | 0% | 0% | 0% | 0% | 0%
89600 | 0% | 6.892% | 15.78% | 0.7148% | 0% | 0% | 0% | 0% | 0% | 0% | 0% | 0% | 0% | 0% | 0% | 0% | 0%
89700 | 0% | 6.829% | 15.67% | 0.7022% | 0% | 0% | 0% | 0% | 0% | 0% | 0% | 0% | 0% | 0% | 0% | 0% | 0%
89800 | 0% | 6.767% | 15.56% | 0.6897% | 0% | 0% | 0% | 0% | 0% | 0% | 0% | 0% | 0% | 0% | 0% | 0% | 0%
89900 | 0% | 6.704% | 15.44% | 0.6778% | 0% | 0% | 0% | 0% | 0% | 0% | 0% | 0% | 0% | 0% | 0% | 0% | 0%
90000 | 0% | 6.644% | 15.33% | 0.6658% | 0% | 0% | 0% | 0% | 0% | 0% | 0% | 0% | 0% | 0% | 0% | 0% | 0%
90100 | 0% | 6.58% | 15.22% | 0.6526% | 0% | 0% | 0% | 0% | 0% | 0% | 0% | 0% | 0% | 0% | 0% | 0% | 0%
90200 | 0% | 6.522% | 15.11% | 0.6391% | 0% | 0% | 0% | 0% | 0% | 0% | 0% | 0% | 0% | 0% | 0% | 0% | 0%
90300 | 0% | 6.462% | 15% | 0.6256% | 0% | 0% | 0% | 0% | 0% | 0% | 0% | 0% | 0% | 0% | 0% | 0% | 0%
90400 | 0% | 6.405% | 14.89% | 0.6138% | 0% | 0% | 0% | 0% | 0% | 0% | 0% | 0% | 0% | 0% | 0% | 0% | 0%
90500 | 0% | 6.347% | 14.78% | 0.6006% | 0% | 0% | 0% | 0% | 0% | 0% | 0% | 0% | 0% | 0% | 0% | 0% | 0%
90600 | 0% | 6.287% | 14.68% | 0.5874% | 0% | 0% | 0% | 0% | 0% | 0% | 0% | 0% | 0% | 0% | 0% | 0% | 0%
90700 | 0% | 6.225% | 14.57% | 0.5752% | 0% | 0% | 0% | 0% | 0% | 0% | 0% | 0% | 0% | 0% | 0% | 0% | 0%
90800 | 0% | 6.169% | 14.46% | 0.5625% | 0% | 0% | 0% | 0% | 0% | 0% | 0% | 0% | 0% | 0% | 0% | 0% | 0%
90900 | 0% | 6.109% | 14.35% | 0.5499% | 0% | 0% | 0% | 0% | 0% | 0% | 0% | 0% | 0% | 0% | 0% | 0% | 0%
91000 | 0% | 6.048% | 14.24% | 0.5376% | 0% | 0% | 0% | 0% | 0% | 0% | 0% | 0% | 0% | 0% | 0% | 0% | 0%
91100 | 0% | 5.993% | 14.14% | 0.5278% | 0% | 0% | 0% | 0% | 0% | 0% | 0% | 0% | 0% | 0% | 0% | 0% | 0%
91200 | 0% | 5.939% | 14.04% | 0.5168% | 0% | 0% | 0% | 0% | 0% | 0% | 0% | 0% | 0% | 0% | 0% | 0% | 0%
91300 | 0% | 5.881% | 13.93% | 0.5049% | 0% | 0% | 0% | 0% | 0% | 0% | 0% | 0% | 0% | 0% | 0% | 0% | 0%
91400 | 0% | 5.823% | 13.82% | 0.4941% | 0% | 0% | 0% | 0% | 0% | 0% | 0% | 0% | 0% | 0% | 0% | 0% | 0%
91500 | 0% | 5.77% | 13.71% | 0.4841% | 0% | 0% | 0% | 0% | 0% | 0% | 0% | 0% | 0% | 0% | 0% | 0% | 0%
91600 | 0% | 5.716% | 13.61% | 0.4732% | 0% | 0% | 0% | 0% | 0% | 0% | 0% | 0% | 0% | 0% | 0% | 0% | 0%
91700 | 0% | 5.662% | 13.5% | 0.4626% | 0% | 0% | 0% | 0% | 0% | 0% | 0% | 0% | 0% | 0% | 0% | 0% | 0%
91800 | 0% | 5.608% | 13.39% | 0.4511% | 0% | 0% | 0% | 0% | 0% | 0% | 0% | 0% | 0% | 0% | 0% | 0% | 0%
91900 | 0% | 5.552% | 13.29% | 0.442% | 0% | 0% | 0% | 0% | 0% | 0% | 0% | 0% | 0% | 0% | 0% | 0% | 0%
92000 | 0% | 5.496% | 13.18% | 0.4318% | 0% | 0% | 0% | 0% | 0% | 0% | 0% | 0% | 0% | 0% | 0% | 0% | 0%
92100 | 0% | 5.441% | 13.08% | 0.4212% | 0% | 0% | 0% | 0% | 0% | 0% | 0% | 0% | 0% | 0% | 0% | 0% | 0%
92200 | 0% | 5.384% | 12.98% | 0.4118% | 0% | 0% | 0% | 0% | 0% | 0% | 0% | 0% | 0% | 0% | 0% | 0% | 0%
92300 | 0% | 5.334% | 12.88% | 0.403% | 0% | 0% | 0% | 0% | 0% | 0% | 0% | 0% | 0% | 0% | 0% | 0% | 0%
92400 | 0% | 5.285% | 12.78% | 0.3938% | 0% | 0% | 0% | 0% | 0% | 0% | 0% | 0% | 0% | 0% | 0% | 0% | 0%
92500 | 0% | 5.236% | 12.67% | 0.3849% | 0% | 0% | 0% | 0% | 0% | 0% | 0% | 0% | 0% | 0% | 0% | 0% | 0%
92600 | 0% | 5.191% | 12.57% | 0.3774% | 0% | 0% | 0% | 0% | 0% | 0% | 0% | 0% | 0% | 0% | 0% | 0% | 0%
92700 | 0% | 5.144% | 12.47% | 0.3683% | 0% | 0% | 0% | 0% | 0% | 0% | 0% | 0% | 0% | 0% | 0% | 0% | 0%
92800 | 0% | 5.095% | 12.38% | 0.3598% | 0% | 0% | 0% | 0% | 0% | 0% | 0% | 0% | 0% | 0% | 0% | 0% | 0%
92900 | 0% | 5.045% | 12.28% | 0.3519% | 0% | 0% | 0% | 0% | 0% | 0% | 0% | 0% | 0% | 0% | 0% | 0% | 0%
93000 | 0% | 4.999% | 12.18% | 0.3421% | 0% | 0% | 0% | 0% | 0% | 0% | 0% | 0% | 0% | 0% | 0% | 0% | 0%
93100 | 0% | 4.952% | 12.09% | 0.334% | 0% | 0% | 0% | 0% | 0% | 0% | 0% | 0% | 0% | 0% | 0% | 0% | 0%
93200 | 0% | 4.905% | 11.99% | 0.3264% | 0% | 0% | 0% | 0% | 0% | 0% | 0% | 0% | 0% | 0% | 0% | 0% | 0%
93300 | 0% | 4.856% | 11.9% | 0.3176% | 0% | 0% | 0% | 0% | 0% | 0% | 0% | 0% | 0% | 0% | 0% | 0% | 0%
93400 | 0% | 4.808% | 11.8% | 0.3099% | 0% | 0% | 0% | 0% | 0% | 0% | 0% | 0% | 0% | 0% | 0% | 0% | 0%
93500 | 0% | 4.765% | 11.72% | 0.3014% | 0% | 0% | 0% | 0% | 0% | 0% | 0% | 0% | 0% | 0% | 0% | 0% | 0%
93600 | 0% | 4.719% | 11.62% | 0.2946% | 0% | 0% | 0% | 0% | 0% | 0% | 0% | 0% | 0% | 0% | 0% | 0% | 0%
93700 | 0% | 4.67% | 11.53% | 0.2884% | 0% | 0% | 0% | 0% | 0% | 0% | 0% | 0% | 0% | 0% | 0% | 0% | 0%
93800 | 0% | 4.625% | 11.44% | 0.2805% | 0% | 0% | 0% | 0% | 0% | 0% | 0% | 0% | 0% | 0% | 0% | 0% | 0%
93900 | 0% | 4.582% | 11.34% | 0.2737% | 0% | 0% | 0% | 0% | 0% | 0% | 0% | 0% | 0% | 0% | 0% | 0% | 0%
94000 | 0% | 4.535% | 11.25% | 0.2675% | 0% | 0% | 0% | 0% | 0% | 0% | 0% | 0% | 0% | 0% | 0% | 0% | 0%
94100 | 0% | 4.49% | 11.16% | 0.2618% | 0% | 0% | 0% | 0% | 0% | 0% | 0% | 0% | 0% | 0% | 0% | 0% | 0%
94200 | 0% | 4.447% | 11.07% | 0.255% | 0% | 0% | 0% | 0% | 0% | 0% | 0% | 0% | 0% | 0% | 0% | 0% | 0%
94300 | 0% | 4.402% | 10.98% | 0.2492% | 0% | 0% | 0% | 0% | 0% | 0% | 0% | 0% | 0% | 0% | 0% | 0% | 0%
94400 | 0% | 4.357% | 10.89% | 0.2427% | 0% | 0% | 0% | 0% | 0% | 0% | 0% | 0% | 0% | 0% | 0% | 0% | 0%
94500 | 0% | 4.318% | 10.8% | 0.236% | 0% | 0% | 0% | 0% | 0% | 0% | 0% | 0% | 0% | 0% | 0% | 0% | 0%
94600 | 0% | 4.277% | 10.71% | 0.2306% | 0% | 0% | 0% | 0% | 0% | 0% | 0% | 0% | 0% | 0% | 0% | 0% | 0%
94700 | 0% | 4.237% | 10.62% | 0.2249% | 0% | 0% | 0% | 0% | 0% | 0% | 0% | 0% | 0% | 0% | 0% | 0% | 0%
94800 | 0% | 4.197% | 10.53% | 0.2187% | 0% | 0% | 0% | 0% | 0% | 0% | 0% | 0% | 0% | 0% | 0% | 0% | 0%
94900 | 0% | 4.158% | 10.44% | 0.2115% | 0% | 0% | 0% | 0% | 0% | 0% | 0% | 0% | 0% | 0% | 0% | 0% | 0%
95000 | 0% | 4.119% | 10.35% | 0.2047% | 0% | 0% | 0% | 0% | 0% | 0% | 0% | 0% | 0% | 0% | 0% | 0% | 0%
95100 | 0% | 4.08% | 10.27% | 0.1992% | 0% | 0% | 0% | 0% | 0% | 0% | 0% | 0% | 0% | 0% | 0% | 0% | 0%
95200 | 0% | 4.041% | 10.18% | 0.1938% | 0% | 0% | 0% | 0% | 0% | 0% | 0% | 0% | 0% | 0% | 0% | 0% | 0%
95300 | 0% | 4.003% | 10.1% | 0.189% | 0% | 0% | 0% | 0% | 0% | 0% | 0% | 0% | 0% | 0% | 0% | 0% | 0%
95400 | 0% | 3.966% | 10.01% | 0.1837% | 0% | 0% | 0% | 0% | 0% | 0% | 0% | 0% | 0% | 0% | 0% | 0% | 0%
95500 | 0% | 3.929% | 9.928% | 0.1786% | 0% | 0% | 0% | 0% | 0% | 0% | 0% | 0% | 0% | 0% | 0% | 0% | 0%
95600 | 0% | 3.893% | 9.843% | 0.1734% | 0% | 0% | 0% | 0% | 0% | 0% | 0% | 0% | 0% | 0% | 0% | 0% | 0%
95700 | 0% | 3.856% | 9.761% | 0.1705% | 0% | 0% | 0% | 0% | 0% | 0% | 0% | 0% | 0% | 0% | 0% | 0% | 0%
95800 | 0% | 3.82% | 9.676% | 0.1662% | 0% | 0% | 0% | 0% | 0% | 0% | 0% | 0% | 0% | 0% | 0% | 0% | 0%
95900 | 0% | 3.781% | 9.592% | 0.1618% | 0% | 0% | 0% | 0% | 0% | 0% | 0% | 0% | 0% | 0% | 0% | 0% | 0%
96000 | 0% | 3.743% | 9.509% | 0.1584% | 0% | 0% | 0% | 0% | 0% | 0% | 0% | 0% | 0% | 0% | 0% | 0% | 0%
96100 | 0% | 3.706% | 9.426% | 0.1555% | 0% | 0% | 0% | 0% | 0% | 0% | 0% | 0% | 0% | 0% | 0% | 0% | 0%
96200 | 0% | 3.672% | 9.341% | 0.1518% | 0% | 0% | 0% | 0% | 0% | 0% | 0% | 0% | 0% | 0% | 0% | 0% | 0%
96300 | 0% | 3.636% | 9.264% | 0.1488% | 0% | 0% | 0% | 0% | 0% | 0% | 0% | 0% | 0% | 0% | 0% | 0% | 0%
96400 | 0% | 3.6% | 9.188% | 0.1456% | 0% | 0% | 0% | 0% | 0% | 0% | 0% | 0% | 0% | 0% | 0% | 0% | 0%
96500 | 0% | 3.565% | 9.111% | 0.1429% | 0% | 0% | 0% | 0% | 0% | 0% | 0% | 0% | 0% | 0% | 0% | 0% | 0%
96600 | 0% | 3.53% | 9.037% | 0.1393% | 0% | 0% | 0% | 0% | 0% | 0% | 0% | 0% | 0% | 0% | 0% | 0% | 0%
96700 | 0% | 3.492% | 8.961% | 0.1365% | 0% | 0% | 0% | 0% | 0% | 0% | 0% | 0% | 0% | 0% | 0% | 0% | 0%
96800 | 0% | 3.456% | 8.883% | 0.1322% | 0% | 0% | 0% | 0% | 0% | 0% | 0% | 0% | 0% | 0% | 0% | 0% | 0%
96900 | 0% | 3.42% | 8.805% | 0.1295% | 0% | 0% | 0% | 0% | 0% | 0% | 0% | 0% | 0% | 0% | 0% | 0% | 0%
97000 | 0% | 3.383% | 8.731% | 0.1259% | 0% | 0% | 0% | 0% | 0% | 0% | 0% | 0% | 0% | 0% | 0% | 0% | 0%
97100 | 0% | 3.349% | 8.658% | 0.1231% | 0% | 0% | 0% | 0% | 0% | 0% | 0% | 0% | 0% | 0% | 0% | 0% | 0%
97200 | 0% | 3.313% | 8.582% | 0.1201% | 0% | 0% | 0% | 0% | 0% | 0% | 0% | 0% | 0% | 0% | 0% | 0% | 0%
97300 | 0% | 3.276% | 8.509% | 0.1171% | 0% | 0% | 0% | 0% | 0% | 0% | 0% | 0% | 0% | 0% | 0% | 0% | 0%
97400 | 0% | 3.241% | 8.435% | 0.1138% | 0% | 0% | 0% | 0% | 0% | 0% | 0% | 0% | 0% | 0% | 0% | 0% | 0%
97500 | 0% | 3.209% | 8.363% | 0.111% | 0% | 0% | 0% | 0% | 0% | 0% | 0% | 0% | 0% | 0% | 0% | 0% | 0%
97600 | 0% | 3.175% | 8.293% | 0.1082% | 0% | 0% | 0% | 0% | 0% | 0% | 0% | 0% | 0% | 0% | 0% | 0% | 0%
97700 | 0% | 3.142% | 8.222% | 0.1058% | 0% | 0% | 0% | 0% | 0% | 0% | 0% | 0% | 0% | 0% | 0% | 0% | 0%
97800 | 0% | 3.108% | 8.153% | 0.1028% | 0% | 0% | 0% | 0% | 0% | 0% | 0% | 0% | 0% | 0% | 0% | 0% | 0%
97900 | 0% | 3.074% | 8.082% | 0.1001% | 0% | 0% | 0% | 0% | 0% | 0% | 0% | 0% | 0% | 0% | 0% | 0% | 0%
98000 | 0% | 3.042% | 8.014% | 0.09741% | 0% | 0% | 0% | 0% | 0% | 0% | 0% | 0% | 0% | 0% | 0% | 0% | 0%
98100 | 0% | 3.012% | 7.95% | 0.09529% | 0% | 0% | 0% | 0% | 0% | 0% | 0% | 0% | 0% | 0% | 0% | 0% | 0%
98200 | 0% | 2.983% | 7.883% | 0.09304% | 0% | 0% | 0% | 0% | 0% | 0% | 0% | 0% | 0% | 0% | 0% | 0% | 0%
98300 | 0% | 2.953% | 7.819% | 0.09098% | 0% | 0% | 0% | 0% | 0% | 0% | 0% | 0% | 0% | 0% | 0% | 0% | 0%
98400 | 0% | 2.922% | 7.751% | 0.08861% | 0% | 0% | 0% | 0% | 0% | 0% | 0% | 0% | 0% | 0% | 0% | 0% | 0%
98500 | 0% | 2.891% | 7.687% | 0.08603% | 0% | 0% | 0% | 0% | 0% | 0% | 0% | 0% | 0% | 0% | 0% | 0% | 0%
98600 | 0% | 2.862% | 7.62% | 0.08455% | 0% | 0% | 0% | 0% | 0% | 0% | 0% | 0% | 0% | 0% | 0% | 0% | 0%
98700 | 0% | 2.831% | 7.559% | 0.0814% | 0% | 0% | 0% | 0% | 0% | 0% | 0% | 0% | 0% | 0% | 0% | 0% | 0%
98800 | 0% | 2.804% | 7.495% | 0.07922% | 0% | 0% | 0% | 0% | 0% | 0% | 0% | 0% | 0% | 0% | 0% | 0% | 0%
98900 | 0% | 2.772% | 7.437% | 0.07748% | 0% | 0% | 0% | 0% | 0% | 0% | 0% | 0% | 0% | 0% | 0% | 0% | 0%
99000 | 0% | 2.742% | 7.372% | 0.07607% | 0% | 0% | 0% | 0% | 0% | 0% | 0% | 0% | 0% | 0% | 0% | 0% | 0%
99100 | 0% | 2.712% | 7.311% | 0.07427% | 0% | 0% | 0% | 0% | 0% | 0% | 0% | 0% | 0% | 0% | 0% | 0% | 0%
99200 | 0% | 2.683% | 7.252% | 0.07195% | 0% | 0% | 0% | 0% | 0% | 0% | 0% | 0% | 0% | 0% | 0% | 0% | 0%
99300 | 0% | 2.654% | 7.189% | 0.06977% | 0% | 0% | 0% | 0% | 0% | 0% | 0% | 0% | 0% | 0% | 0% | 0% | 0%
99400 | 0% | 2.625% | 7.132% | 0.06816% | 0% | 0% | 0% | 0% | 0% | 0% | 0% | 0% | 0% | 0% | 0% | 0% | 0%
99500 | 0% | 2.596% | 7.076% | 0.0661% | 0% | 0% | 0% | 0% | 0% | 0% | 0% | 0% | 0% | 0% | 0% | 0% | 0%
99600 | 0% | 2.568% | 7.02% | 0.06417% | 0% | 0% | 0% | 0% | 0% | 0% | 0% | 0% | 0% | 0% | 0% | 0% | 0%
99700 | 0% | 2.54% | 6.962% | 0.06154% | 0% | 0% | 0% | 0% | 0% | 0% | 0% | 0% | 0% | 0% | 0% | 0% | 0%
99800 | 0% | 2.512% | 6.906% | 0.05935% | 0% | 0% | 0% | 0% | 0% | 0% | 0% | 0% | 0% | 0% | 0% | 0% | 0%
99900 | 0% | 2.48% | 6.851% | 0.0571% | 0% | 0% | 0% | 0% | 0% | 0% | 0% | 0% | 0% | 0% | 0% | 0% | 0%
100000 | 0% | 2.453% | 6.796% | 0.05478% | 0% | 0% | 0% | 0% | 0% | 0% | 0% | 0% | 0% | 0% | 0% | 0% | 0%
100100 | 0% | 2.425% | 6.746% | 0.05343% | 0% | 0% | 0% | 0% | 0% | 0% | 0% | 0% | 0% | 0% | 0% | 0% | 0%
100200 | 0% | 2.399% | 6.69% | 0.05144% | 0% | 0% | 0% | 0% | 0% | 0% | 0% | 0% | 0% | 0% | 0% | 0% | 0%
100300 | 0% | 2.372% | 6.637% | 0.0488% | 0% | 0% | 0% | 0% | 0% | 0% | 0% | 0% | 0% | 0% | 0% | 0% | 0%
100400 | 0% | 2.347% | 6.582% | 0.04675% | 0% | 0% | 0% | 0% | 0% | 0% | 0% | 0% | 0% | 0% | 0% | 0% | 0%
100500 | 0% | 2.32% | 6.527% | 0.04533% | 0% | 0% | 0% | 0% | 0% | 0% | 0% | 0% | 0% | 0% | 0% | 0% | 0%
100600 | 0% | 2.292% | 6.472% | 0.04366% | 0% | 0% | 0% | 0% | 0% | 0% | 0% | 0% | 0% | 0% | 0% | 0% | 0%
100700 | 0% | 2.264% | 6.422% | 0.04173% | 0% | 0% | 0% | 0% | 0% | 0% | 0% | 0% | 0% | 0% | 0% | 0% | 0%
100800 | 0% | 2.238% | 6.371% | 0.04057% | 0% | 0% | 0% | 0% | 0% | 0% | 0% | 0% | 0% | 0% | 0% | 0% | 0%
100900 | 0% | 2.212% | 6.322% | 0.03852% | 0% | 0% | 0% | 0% | 0% | 0% | 0% | 0% | 0% | 0% | 0% | 0% | 0%
101000 | 0% | 2.184% | 6.27% | 0.03749% | 0% | 0% | 0% | 0% | 0% | 0% | 0% | 0% | 0% | 0% | 0% | 0% | 0%
101100 | 0% | 2.157% | 6.218% | 0.03614% | 0% | 0% | 0% | 0% | 0% | 0% | 0% | 0% | 0% | 0% | 0% | 0% | 0%
101200 | 0% | 2.132% | 6.167% | 0.03485% | 0% | 0% | 0% | 0% | 0% | 0% | 0% | 0% | 0% | 0% | 0% | 0% | 0%
101300 | 0% | 2.107% | 6.118% | 0.03389% | 0% | 0% | 0% | 0% | 0% | 0% | 0% | 0% | 0% | 0% | 0% | 0% | 0%
101400 | 0% | 2.084% | 6.069% | 0.0326% | 0% | 0% | 0% | 0% | 0% | 0% | 0% | 0% | 0% | 0% | 0% | 0% | 0%
101500 | 0% | 2.06% | 6.021% | 0.03131% | 0% | 0% | 0% | 0% | 0% | 0% | 0% | 0% | 0% | 0% | 0% | 0% | 0%
101600 | 0% | 2.037% | 5.976% | 0.03041% | 0% | 0% | 0% | 0% | 0% | 0% | 0% | 0% | 0% | 0% | 0% | 0% | 0%
101700 | 0% | 2.013% | 5.929% | 0.02861% | 0% | 0% | 0% | 0% | 0% | 0% | 0% | 0% | 0% | 0% | 0% | 0% | 0%
101800 | 0% | 1.994% | 5.884% | 0.02778% | 0% | 0% | 0% | 0% | 0% | 0% | 0% | 0% | 0% | 0% | 0% | 0% | 0%
101900 | 0% | 1.973% | 5.838% | 0.02649% | 0% | 0% | 0% | 0% | 0% | 0% | 0% | 0% | 0% | 0% | 0% | 0% | 0%
102000 | 0% | 1.95% | 5.796% | 0.02572% | 0% | 0% | 0% | 0% | 0% | 0% | 0% | 0% | 0% | 0% | 0% | 0% | 0%
102100 | 0% | 1.928% | 5.75% | 0.02482% | 0% | 0% | 0% | 0% | 0% | 0% | 0% | 0% | 0% | 0% | 0% | 0% | 0%
102200 | 0% | 1.908% | 5.707% | 0.02373% | 0% | 0% | 0% | 0% | 0% | 0% | 0% | 0% | 0% | 0% | 0% | 0% | 0%
102300 | 0% | 1.888% | 5.663% | 0.02308% | 0% | 0% | 0% | 0% | 0% | 0% | 0% | 0% | 0% | 0% | 0% | 0% | 0%
102400 | 0% | 1.866% | 5.62% | 0.02244% | 0% | 0% | 0% | 0% | 0% | 0% | 0% | 0% | 0% | 0% | 0% | 0% | 0%
102500 | 0% | 1.845% | 5.575% | 0.02128% | 0% | 0% | 0% | 0% | 0% | 0% | 0% | 0% | 0% | 0% | 0% | 0% | 0%
102600 | 0% | 1.825% | 5.533% | 0.02019% | 0% | 0% | 0% | 0% | 0% | 0% | 0% | 0% | 0% | 0% | 0% | 0% | 0%
102700 | 0% | 1.805% | 5.49% | 0.01935% | 0% | 0% | 0% | 0% | 0% | 0% | 0% | 0% | 0% | 0% | 0% | 0% | 0%
102800 | 0% | 1.784% | 5.449% | 0.018% | 0% | 0% | 0% | 0% | 0% | 0% | 0% | 0% | 0% | 0% | 0% | 0% | 0%
102900 | 0% | 1.765% | 5.409% | 0.01717% | 0% | 0% | 0% | 0% | 0% | 0% | 0% | 0% | 0% | 0% | 0% | 0% | 0%
103000 | 0% | 1.746% | 5.367% | 0.0164% | 0% | 0% | 0% | 0% | 0% | 0% | 0% | 0% | 0% | 0% | 0% | 0% | 0%
103100 | 0% | 1.727% | 5.322% | 0.01601% | 0% | 0% | 0% | 0% | 0% | 0% | 0% | 0% | 0% | 0% | 0% | 0% | 0%
103200 | 0% | 1.707% | 5.282% | 0.01537% | 0% | 0% | 0% | 0% | 0% | 0% | 0% | 0% | 0% | 0% | 0% | 0% | 0%
103300 | 0% | 1.689% | 5.243% | 0.01472% | 0% | 0% | 0% | 0% | 0% | 0% | 0% | 0% | 0% | 0% | 0% | 0% | 0%
103400 | 0% | 1.671% | 5.207% | 0.01427% | 0% | 0% | 0% | 0% | 0% | 0% | 0% | 0% | 0% | 0% | 0% | 0% | 0%
103500 | 0% | 1.65% | 5.169% | 0.01382% | 0% | 0% | 0% | 0% | 0% | 0% | 0% | 0% | 0% | 0% | 0% | 0% | 0%
103600 | 0% | 1.632% | 5.13% | 0.01325% | 0% | 0% | 0% | 0% | 0% | 0% | 0% | 0% | 0% | 0% | 0% | 0% | 0%
103700 | 0% | 1.614% | 5.095% | 0.0128% | 0% | 0% | 0% | 0% | 0% | 0% | 0% | 0% | 0% | 0% | 0% | 0% | 0%
103800 | 0% | 1.597% | 5.057% | 0.01241% | 0% | 0% | 0% | 0% | 0% | 0% | 0% | 0% | 0% | 0% | 0% | 0% | 0%
103900 | 0% | 1.58% | 5.023% | 0.01151% | 0% | 0% | 0% | 0% | 0% | 0% | 0% | 0% | 0% | 0% | 0% | 0% | 0%
104000 | 0% | 1.558% | 4.989% | 0.01106% | 0% | 0% | 0% | 0% | 0% | 0% | 0% | 0% | 0% | 0% | 0% | 0% | 0%
104100 | 0% | 1.539% | 4.955% | 0.01048% | 0% | 0% | 0% | 0% | 0% | 0% | 0% | 0% | 0% | 0% | 0% | 0% | 0%
104200 | 0% | 1.522% | 4.92% | 0.01022% | 0% | 0% | 0% | 0% | 0% | 0% | 0% | 0% | 0% | 0% | 0% | 0% | 0%
104300 | 0% | 1.502% | 4.886% | 0.009774% | 0% | 0% | 0% | 0% | 0% | 0% | 0% | 0% | 0% | 0% | 0% | 0% | 0%
104400 | 0% | 1.484% | 4.854% | 0.009645% | 0% | 0% | 0% | 0% | 0% | 0% | 0% | 0% | 0% | 0% | 0% | 0% | 0%
104500 | 0% | 1.465% | 4.821% | 0.009645% | 0% | 0% | 0% | 0% | 0% | 0% | 0% | 0% | 0% | 0% | 0% | 0% | 0%
104600 | 0% | 1.448% | 4.788% | 0.009388% | 0% | 0% | 0% | 0% | 0% | 0% | 0% | 0% | 0% | 0% | 0% | 0% | 0%
104700 | 0% | 1.428% | 4.751% | 0.008745% | 0% | 0% | 0% | 0% | 0% | 0% | 0% | 0% | 0% | 0% | 0% | 0% | 0%
104800 | 0% | 1.41% | 4.718% | 0.008295% | 0% | 0% | 0% | 0% | 0% | 0% | 0% | 0% | 0% | 0% | 0% | 0% | 0%
104900 | 0% | 1.392% | 4.683% | 0.007909% | 0% | 0% | 0% | 0% | 0% | 0% | 0% | 0% | 0% | 0% | 0% | 0% | 0%
105000 | 0% | 1.375% | 4.649% | 0.007459% | 0% | 0% | 0% | 0% | 0% | 0% | 0% | 0% | 0% | 0% | 0% | 0% | 0%
105100 | 0% | 1.356% | 4.616% | 0.006944% | 0% | 0% | 0% | 0% | 0% | 0% | 0% | 0% | 0% | 0% | 0% | 0% | 0%
105200 | 0% | 1.339% | 4.584% | 0.006558% | 0% | 0% | 0% | 0% | 0% | 0% | 0% | 0% | 0% | 0% | 0% | 0% | 0%
105300 | 0% | 1.322% | 4.552% | 0.006237% | 0% | 0% | 0% | 0% | 0% | 0% | 0% | 0% | 0% | 0% | 0% | 0% | 0%
105400 | 0% | 1.304% | 4.52% | 0.006044% | 0% | 0% | 0% | 0% | 0% | 0% | 0% | 0% | 0% | 0% | 0% | 0% | 0%
105500 | 0% | 1.287% | 4.487% | 0.005465% | 0% | 0% | 0% | 0% | 0% | 0% | 0% | 0% | 0% | 0% | 0% | 0% | 0%
105600 | 0% | 1.27% | 4.457% | 0.00508% | 0% | 0% | 0% | 0% | 0% | 0% | 0% | 0% | 0% | 0% | 0% | 0% | 0%
105700 | 0% | 1.254% | 4.428% | 0.004437% | 0% | 0% | 0% | 0% | 0% | 0% | 0% | 0% | 0% | 0% | 0% | 0% | 0%
105800 | 0% | 1.236% | 4.396% | 0.003922% | 0% | 0% | 0% | 0% | 0% | 0% | 0% | 0% | 0% | 0% | 0% | 0% | 0%
105900 | 0% | 1.22% | 4.368% | 0.003729% | 0% | 0% | 0% | 0% | 0% | 0% | 0% | 0% | 0% | 0% | 0% | 0% | 0%
106000 | 0% | 1.203% | 4.336% | 0.003536% | 0% | 0% | 0% | 0% | 0% | 0% | 0% | 0% | 0% | 0% | 0% | 0% | 0%
106100 | 0% | 1.187% | 4.307% | 0.003343% | 0% | 0% | 0% | 0% | 0% | 0% | 0% | 0% | 0% | 0% | 0% | 0% | 0%
106200 | 0% | 1.171% | 4.277% | 0.003086% | 0% | 0% | 0% | 0% | 0% | 0% | 0% | 0% | 0% | 0% | 0% | 0% | 0%
106300 | 0% | 1.156% | 4.249% | 0.0027% | 0% | 0% | 0% | 0% | 0% | 0% | 0% | 0% | 0% | 0% | 0% | 0% | 0%
106400 | 0% | 1.141% | 4.219% | 0.002379% | 0% | 0% | 0% | 0% | 0% | 0% | 0% | 0% | 0% | 0% | 0% | 0% | 0%
106500 | 0% | 1.125% | 4.19% | 0.002122% | 0% | 0% | 0% | 0% | 0% | 0% | 0% | 0% | 0% | 0% | 0% | 0% | 0%
106600 | 0% | 1.11% | 4.161% | 0.002057% | 0% | 0% | 0% | 0% | 0% | 0% | 0% | 0% | 0% | 0% | 0% | 0% | 0%
106700 | 0% | 1.095% | 4.132% | 0.001736% | 0% | 0% | 0% | 0% | 0% | 0% | 0% | 0% | 0% | 0% | 0% | 0% | 0%
106800 | 0% | 1.082% | 4.103% | 0% | 0% | 0% | 0% | 0% | 0% | 0% | 0% | 0% | 0% | 0% | 0% | 0% | 0%
106900 | 0% | 1.066% | 4.075% | 0% | 0% | 0% | 0% | 0% | 0% | 0% | 0% | 0% | 0% | 0% | 0% | 0% | 0%
107000 | 0% | 1.051% | 4.045% | 0% | 0% | 0% | 0% | 0% | 0% | 0% | 0% | 0% | 0% | 0% | 0% | 0% | 0%
107100 | 0% | 1.036% | 4.01% | 0% | 0% | 0% | 0% | 0% | 0% | 0% | 0% | 0% | 0% | 0% | 0% | 0% | 0%
107200 | 0% | 1.022% | 3.977% | 0% | 0% | 0% | 0% | 0% | 0% | 0% | 0% | 0% | 0% | 0% | 0% | 0% | 0%
107300 | 0% | 1.009% | 3.94% | 0% | 0% | 0% | 0% | 0% | 0% | 0% | 0% | 0% | 0% | 0% | 0% | 0% | 0%
107400 | 0% | 0.9954% | 3.88% | 0% | 0% | 0% | 0% | 0% | 0% | 0% | 0% | 0% | 0% | 0% | 0% | 0% | 0%
107500 | 0% | 0.983% | 3.785% | 0% | 0% | 0% | 0% | 0% | 0% | 0% | 0% | 0% | 0% | 0% | 0% | 0% | 0%
107600 | 0% | 0.9688% | 3.639% | 0% | 0% | 0% | 0% | 0% | 0% | 0% | 0% | 0% | 0% | 0% | 0% | 0% | 0%
107700 | 0% | 0.9559% | 3.452% | 0% | 0% | 0% | 0% | 0% | 0% | 0% | 0% | 0% | 0% | 0% | 0% | 0% | 0%
107800 | 0% | 0.9413% | 3.271% | 0% | 0% | 0% | 0% | 0% | 0% | 0% | 0% | 0% | 0% | 0% | 0% | 0% | 0%
107900 | 0% | 0.9282% | 3.102% | 0% | 0% | 0% | 0% | 0% | 0% | 0% | 0% | 0% | 0% | 0% | 0% | 0% | 0%
108000 | 0% | 0.9164% | 2.937% | 0% | 0% | 0% | 0% | 0% | 0% | 0% | 0% | 0% | 0% | 0% | 0% | 0% | 0%
108100 | 0% | 0.9039% | 2.795% | 0% | 0% | 0% | 0% | 0% | 0% | 0% | 0% | 0% | 0% | 0% | 0% | 0% | 0%
108200 | 0% | 0.8913% | 2.663% | 0% | 0% | 0% | 0% | 0% | 0% | 0% | 0% | 0% | 0% | 0% | 0% | 0% | 0%
108300 | 0% | 0.8801% | 2.54% | 0% | 0% | 0% | 0% | 0% | 0% | 0% | 0% | 0% | 0% | 0% | 0% | 0% | 0%
108400 | 0% | 0.8693% | 2.424% | 0% | 0% | 0% | 0% | 0% | 0% | 0% | 0% | 0% | 0% | 0% | 0% | 0% | 0%
108500 | 0% | 0.8573% | 2.312% | 0% | 0% | 0% | 0% | 0% | 0% | 0% | 0% | 0% | 0% | 0% | 0% | 0% | 0%
108600 | 0% | 0.8457% | 2.204% | 0% | 0% | 0% | 0% | 0% | 0% | 0% | 0% | 0% | 0% | 0% | 0% | 0% | 0%
108700 | 0% | 0.8348% | 2.104% | 0% | 0% | 0% | 0% | 0% | 0% | 0% | 0% | 0% | 0% | 0% | 0% | 0% | 0%
108800 | 0% | 0.8223% | 2.008% | 0% | 0% | 0% | 0% | 0% | 0% | 0% | 0% | 0% | 0% | 0% | 0% | 0% | 0%
108900 | 0% | 0.8107% | 1.917% | 0% | 0% | 0% | 0% | 0% | 0% | 0% | 0% | 0% | 0% | 0% | 0% | 0% | 0%
109000 | 0% | 0.7994% | 1.823% | 0% | 0% | 0% | 0% | 0% | 0% | 0% | 0% | 0% | 0% | 0% | 0% | 0% | 0%
109100 | 0% | 0.7892% | 1.739% | 0% | 0% | 0% | 0% | 0% | 0% | 0% | 0% | 0% | 0% | 0% | 0% | 0% | 0%
109200 | 0% | 0.7789% | 1.661% | 0% | 0% | 0% | 0% | 0% | 0% | 0% | 0% | 0% | 0% | 0% | 0% | 0% | 0%
109300 | 0% | 0.7674% | 1.578% | 0% | 0% | 0% | 0% | 0% | 0% | 0% | 0% | 0% | 0% | 0% | 0% | 0% | 0%
109400 | 0% | 0.7571% | 1.498% | 0% | 0% | 0% | 0% | 0% | 0% | 0% | 0% | 0% | 0% | 0% | 0% | 0% | 0%
109500 | 0% | 0.7447% | 1.418% | 0% | 0% | 0% | 0% | 0% | 0% | 0% | 0% | 0% | 0% | 0% | 0% | 0% | 0%
109600 | 0% | 0.7343% | 1.343% | 0% | 0% | 0% | 0% | 0% | 0% | 0% | 0% | 0% | 0% | 0% | 0% | 0% | 0%
109700 | 0% | 0.7243% | 1.272% | 0% | 0% | 0% | 0% | 0% | 0% | 0% | 0% | 0% | 0% | 0% | 0% | 0% | 0%
109800 | 0% | 0.7135% | 1.2% | 0% | 0% | 0% | 0% | 0% | 0% | 0% | 0% | 0% | 0% | 0% | 0% | 0% | 0%
109900 | 0% | 0.7024% | 1.132% | 0% | 0% | 0% | 0% | 0% | 0% | 0% | 0% | 0% | 0% | 0% | 0% | 0% | 0%
110000 | 0% | 0.6921% | 1.068% | 0% | 0% | 0% | 0% | 0% | 0% | 0% | 0% | 0% | 0% | 0% | 0% | 0% | 0%
110100 | 0% | 0.6827% | 1.006% | 0% | 0% | 0% | 0% | 0% | 0% | 0% | 0% | 0% | 0% | 0% | 0% | 0% | 0%
110200 | 0% | 0.6723% | 0.9482% | 0% | 0% | 0% | 0% | 0% | 0% | 0% | 0% | 0% | 0% | 0% | 0% | 0% | 0%
110300 | 0% | 0.6627% | 0.8956% | 0% | 0% | 0% | 0% | 0% | 0% | 0% | 0% | 0% | 0% | 0% | 0% | 0% | 0%
110400 | 0% | 0.6537% | 0.8455% | 0% | 0% | 0% | 0% | 0% | 0% | 0% | 0% | 0% | 0% | 0% | 0% | 0% | 0%
110500 | 0% | 0.6436% | 0.8013% | 0% | 0% | 0% | 0% | 0% | 0% | 0% | 0% | 0% | 0% | 0% | 0% | 0% | 0%
110600 | 0% | 0.6345% | 0.7559% | 0% | 0% | 0% | 0% | 0% | 0% | 0% | 0% | 0% | 0% | 0% | 0% | 0% | 0%
110700 | 0% | 0.6258% | 0.715% | 0% | 0% | 0% | 0% | 0% | 0% | 0% | 0% | 0% | 0% | 0% | 0% | 0% | 0%
110800 | 0% | 0.6167% | 0.6723% | 0% | 0% | 0% | 0% | 0% | 0% | 0% | 0% | 0% | 0% | 0% | 0% | 0% | 0%
110900 | 0% | 0.6086% | 0.6324% | 0% | 0% | 0% | 0% | 0% | 0% | 0% | 0% | 0% | 0% | 0% | 0% | 0% | 0%
111000 | 0% | 0.6002% | 0.5951% | 0% | 0% | 0% | 0% | 0% | 0% | 0% | 0% | 0% | 0% | 0% | 0% | 0% | 0%
111100 | 0% | 0.5922% | 0.5596% | 0% | 0% | 0% | 0% | 0% | 0% | 0% | 0% | 0% | 0% | 0% | 0% | 0% | 0%
111200 | 0% | 0.5847% | 0.5266% | 0% | 0% | 0% | 0% | 0% | 0% | 0% | 0% | 0% | 0% | 0% | 0% | 0% | 0%
111300 | 0% | 0.5766% | 0.4934% | 0% | 0% | 0% | 0% | 0% | 0% | 0% | 0% | 0% | 0% | 0% | 0% | 0% | 0%
111400 | 0% | 0.5693% | 0.4606% | 0% | 0% | 0% | 0% | 0% | 0% | 0% | 0% | 0% | 0% | 0% | 0% | 0% | 0%
111500 | 0% | 0.5612% | 0.4284% | 0% | 0% | 0% | 0% | 0% | 0% | 0% | 0% | 0% | 0% | 0% | 0% | 0% | 0%
111600 | 0% | 0.5539% | 0.3999% | 0% | 0% | 0% | 0% | 0% | 0% | 0% | 0% | 0% | 0% | 0% | 0% | 0% | 0%
111700 | 0% | 0.547% | 0.3743% | 0% | 0% | 0% | 0% | 0% | 0% | 0% | 0% | 0% | 0% | 0% | 0% | 0% | 0%
111800 | 0% | 0.5386% | 0.3548% | 0% | 0% | 0% | 0% | 0% | 0% | 0% | 0% | 0% | 0% | 0% | 0% | 0% | 0%
111900 | 0% | 0.5322% | 0.3351% | 0% | 0% | 0% | 0% | 0% | 0% | 0% | 0% | 0% | 0% | 0% | 0% | 0% | 0%
112000 | 0% | 0.5261% | 0.3168% | 0% | 0% | 0% | 0% | 0% | 0% | 0% | 0% | 0% | 0% | 0% | 0% | 0% | 0%
112100 | 0% | 0.519% | 0.2993% | 0% | 0% | 0% | 0% | 0% | 0% | 0% | 0% | 0% | 0% | 0% | 0% | 0% | 0%
112200 | 0% | 0.5125% | 0.2843% | 0% | 0% | 0% | 0% | 0% | 0% | 0% | 0% | 0% | 0% | 0% | 0% | 0% | 0%
112300 | 0% | 0.5047% | 0.2707% | 0% | 0% | 0% | 0% | 0% | 0% | 0% | 0% | 0% | 0% | 0% | 0% | 0% | 0%
112400 | 0% | 0.4971% | 0.2569% | 0% | 0% | 0% | 0% | 0% | 0% | 0% | 0% | 0% | 0% | 0% | 0% | 0% | 0%
112500 | 0% | 0.4898% | 0.2448% | 0% | 0% | 0% | 0% | 0% | 0% | 0% | 0% | 0% | 0% | 0% | 0% | 0% | 0%
112600 | 0% | 0.4823% | 0.2335% | 0% | 0% | 0% | 0% | 0% | 0% | 0% | 0% | 0% | 0% | 0% | 0% | 0% | 0%
112700 | 0% | 0.4752% | 0.2236% | 0% | 0% | 0% | 0% | 0% | 0% | 0% | 0% | 0% | 0% | 0% | 0% | 0% | 0%
112800 | 0% | 0.4688% | 0.2132% | 0% | 0% | 0% | 0% | 0% | 0% | 0% | 0% | 0% | 0% | 0% | 0% | 0% | 0%
112900 | 0% | 0.4621% | 0.2038% | 0% | 0% | 0% | 0% | 0% | 0% | 0% | 0% | 0% | 0% | 0% | 0% | 0% | 0%
113000 | 0% | 0.4545% | 0.1963% | 0% | 0% | 0% | 0% | 0% | 0% | 0% | 0% | 0% | 0% | 0% | 0% | 0% | 0%
113100 | 0% | 0.4475% | 0.1868% | 0% | 0% | 0% | 0% | 0% | 0% | 0% | 0% | 0% | 0% | 0% | 0% | 0% | 0%
113200 | 0% | 0.442% | 0.1782% | 0% | 0% | 0% | 0% | 0% | 0% | 0% | 0% | 0% | 0% | 0% | 0% | 0% | 0%
113300 | 0% | 0.4358% | 0.1702% | 0% | 0% | 0% | 0% | 0% | 0% | 0% | 0% | 0% | 0% | 0% | 0% | 0% | 0%
113400 | 0% | 0.4294% | 0.1616% | 0% | 0% | 0% | 0% | 0% | 0% | 0% | 0% | 0% | 0% | 0% | 0% | 0% | 0%
113500 | 0% | 0.4234% | 0.153% | 0% | 0% | 0% | 0% | 0% | 0% | 0% | 0% | 0% | 0% | 0% | 0% | 0% | 0%
113600 | 0% | 0.4171% | 0.1458% | 0% | 0% | 0% | 0% | 0% | 0% | 0% | 0% | 0% | 0% | 0% | 0% | 0% | 0%
113700 | 0% | 0.4099% | 0.1388% | 0% | 0% | 0% | 0% | 0% | 0% | 0% | 0% | 0% | 0% | 0% | 0% | 0% | 0%
113800 | 0% | 0.4036% | 0.133% | 0% | 0% | 0% | 0% | 0% | 0% | 0% | 0% | 0% | 0% | 0% | 0% | 0% | 0%
113900 | 0% | 0.3963% | 0.1269% | 0% | 0% | 0% | 0% | 0% | 0% | 0% | 0% | 0% | 0% | 0% | 0% | 0% | 0%
114000 | 0% | 0.3908% | 0.1214% | 0% | 0% | 0% | 0% | 0% | 0% | 0% | 0% | 0% | 0% | 0% | 0% | 0% | 0%
114100 | 0% | 0.3848% | 0.1157% | 0% | 0% | 0% | 0% | 0% | 0% | 0% | 0% | 0% | 0% | 0% | 0% | 0% | 0%
114200 | 0% | 0.3796% | 0.111% | 0% | 0% | 0% | 0% | 0% | 0% | 0% | 0% | 0% | 0% | 0% | 0% | 0% | 0%
114300 | 0% | 0.3745% | 0.1052% | 0% | 0% | 0% | 0% | 0% | 0% | 0% | 0% | 0% | 0% | 0% | 0% | 0% | 0%
114400 | 0% | 0.3683% | 0.1004% | 0% | 0% | 0% | 0% | 0% | 0% | 0% | 0% | 0% | 0% | 0% | 0% | 0% | 0%
114500 | 0% | 0.3627% | 0.09652% | 0% | 0% | 0% | 0% | 0% | 0% | 0% | 0% | 0% | 0% | 0% | 0% | 0% | 0%
114600 | 0% | 0.3564% | 0.09285% | 0% | 0% | 0% | 0% | 0% | 0% | 0% | 0% | 0% | 0% | 0% | 0% | 0% | 0%
114700 | 0% | 0.3501% | 0.08983% | 0% | 0% | 0% | 0% | 0% | 0% | 0% | 0% | 0% | 0% | 0% | 0% | 0% | 0%
114800 | 0% | 0.3452% | 0.08738% | 0% | 0% | 0% | 0% | 0% | 0% | 0% | 0% | 0% | 0% | 0% | 0% | 0% | 0%
114900 | 0% | 0.3403% | 0.08436% | 0% | 0% | 0% | 0% | 0% | 0% | 0% | 0% | 0% | 0% | 0% | 0% | 0% | 0%
115000 | 0% | 0.3351% | 0.08185% | 0% | 0% | 0% | 0% | 0% | 0% | 0% | 0% | 0% | 0% | 0% | 0% | 0% | 0%
115100 | 0% | 0.3292% | 0.07948% | 0% | 0% | 0% | 0% | 0% | 0% | 0% | 0% | 0% | 0% | 0% | 0% | 0% | 0%
115200 | 0% | 0.3231% | 0.07716% | 0% | 0% | 0% | 0% | 0% | 0% | 0% | 0% | 0% | 0% | 0% | 0% | 0% | 0%
115300 | 0% | 0.318% | 0.07472% | 0% | 0% | 0% | 0% | 0% | 0% | 0% | 0% | 0% | 0% | 0% | 0% | 0% | 0%
115400 | 0% | 0.3131% | 0.0724% | 0% | 0% | 0% | 0% | 0% | 0% | 0% | 0% | 0% | 0% | 0% | 0% | 0% | 0%
115500 | 0% | 0.309% | 0.07015% | 0% | 0% | 0% | 0% | 0% | 0% | 0% | 0% | 0% | 0% | 0% | 0% | 0% | 0%
115600 | 0% | 0.304% | 0.06784% | 0% | 0% | 0% | 0% | 0% | 0% | 0% | 0% | 0% | 0% | 0% | 0% | 0% | 0%
115700 | 0% | 0.2988% | 0.06604% | 0% | 0% | 0% | 0% | 0% | 0% | 0% | 0% | 0% | 0% | 0% | 0% | 0% | 0%
115800 | 0% | 0.2947% | 0.06404% | 0% | 0% | 0% | 0% | 0% | 0% | 0% | 0% | 0% | 0% | 0% | 0% | 0% | 0%
115900 | 0% | 0.289% | 0.06231% | 0% | 0% | 0% | 0% | 0% | 0% | 0% | 0% | 0% | 0% | 0% | 0% | 0% | 0%
116000 | 0% | 0.2832% | 0.06051% | 0% | 0% | 0% | 0% | 0% | 0% | 0% | 0% | 0% | 0% | 0% | 0% | 0% | 0%
116100 | 0% | 0.2788% | 0.05858% | 0% | 0% | 0% | 0% | 0% | 0% | 0% | 0% | 0% | 0% | 0% | 0% | 0% | 0%
116200 | 0% | 0.2742% | 0.05556% | 0% | 0% | 0% | 0% | 0% | 0% | 0% | 0% | 0% | 0% | 0% | 0% | 0% | 0%
116300 | 0% | 0.2694% | 0.05324% | 0% | 0% | 0% | 0% | 0% | 0% | 0% | 0% | 0% | 0% | 0% | 0% | 0% | 0%
116400 | 0% | 0.2649% | 0.05105% | 0% | 0% | 0% | 0% | 0% | 0% | 0% | 0% | 0% | 0% | 0% | 0% | 0% | 0%
116500 | 0% | 0.2605% | 0.0497% | 0% | 0% | 0% | 0% | 0% | 0% | 0% | 0% | 0% | 0% | 0% | 0% | 0% | 0%
116600 | 0% | 0.2562% | 0.0481% | 0% | 0% | 0% | 0% | 0% | 0% | 0% | 0% | 0% | 0% | 0% | 0% | 0% | 0%
116700 | 0% | 0.2511% | 0.04662% | 0% | 0% | 0% | 0% | 0% | 0% | 0% | 0% | 0% | 0% | 0% | 0% | 0% | 0%
116800 | 0% | 0.2461% | 0.04482% | 0% | 0% | 0% | 0% | 0% | 0% | 0% | 0% | 0% | 0% | 0% | 0% | 0% | 0%
116900 | 0% | 0.24% | 0.04327% | 0% | 0% | 0% | 0% | 0% | 0% | 0% | 0% | 0% | 0% | 0% | 0% | 0% | 0%
117000 | 0% | 0.2344% | 0.04167% | 0% | 0% | 0% | 0% | 0% | 0% | 0% | 0% | 0% | 0% | 0% | 0% | 0% | 0%
117100 | 0% | 0.2299% | 0.04045% | 0% | 0% | 0% | 0% | 0% | 0% | 0% | 0% | 0% | 0% | 0% | 0% | 0% | 0%
117200 | 0% | 0.2243% | 0.03813% | 0% | 0% | 0% | 0% | 0% | 0% | 0% | 0% | 0% | 0% | 0% | 0% | 0% | 0%
117300 | 0% | 0.2198% | 0.03601% | 0% | 0% | 0% | 0% | 0% | 0% | 0% | 0% | 0% | 0% | 0% | 0% | 0% | 0%
117400 | 0% | 0.2151% | 0.03402% | 0% | 0% | 0% | 0% | 0% | 0% | 0% | 0% | 0% | 0% | 0% | 0% | 0% | 0%
117500 | 0% | 0.2096% | 0.03183% | 0% | 0% | 0% | 0% | 0% | 0% | 0% | 0% | 0% | 0% | 0% | 0% | 0% | 0%
117600 | 0% | 0.2045% | 0.02894% | 0% | 0% | 0% | 0% | 0% | 0% | 0% | 0% | 0% | 0% | 0% | 0% | 0% | 0%
117700 | 0% | 0.2002% | 0.02623% | 0% | 0% | 0% | 0% | 0% | 0% | 0% | 0% | 0% | 0% | 0% | 0% | 0% | 0%
117800 | 0% | 0.1964% | 0.02353% | 0% | 0% | 0% | 0% | 0% | 0% | 0% | 0% | 0% | 0% | 0% | 0% | 0% | 0%
117900 | 0% | 0.1926% | 0.02128% | 0% | 0% | 0% | 0% | 0% | 0% | 0% | 0% | 0% | 0% | 0% | 0% | 0% | 0%
118000 | 0% | 0.1892% | 0.01935% | 0% | 0% | 0% | 0% | 0% | 0% | 0% | 0% | 0% | 0% | 0% | 0% | 0% | 0%
118100 | 0% | 0.1857% | 0.01743% | 0% | 0% | 0% | 0% | 0% | 0% | 0% | 0% | 0% | 0% | 0% | 0% | 0% | 0%
118200 | 0% | 0.1817% | 0.0153% | 0% | 0% | 0% | 0% | 0% | 0% | 0% | 0% | 0% | 0% | 0% | 0% | 0% | 0%
118300 | 0% | 0.1778% | 0.01389% | 0% | 0% | 0% | 0% | 0% | 0% | 0% | 0% | 0% | 0% | 0% | 0% | 0% | 0%
118400 | 0% | 0.1744% | 0.01247% | 0% | 0% | 0% | 0% | 0% | 0% | 0% | 0% | 0% | 0% | 0% | 0% | 0% | 0%
118500 | 0% | 0.1708% | 0.0119% | 0% | 0% | 0% | 0% | 0% | 0% | 0% | 0% | 0% | 0% | 0% | 0% | 0% | 0%
118600 | 0% | 0.1671% | 0.01112% | 0% | 0% | 0% | 0% | 0% | 0% | 0% | 0% | 0% | 0% | 0% | 0% | 0% | 0%
118700 | 0% | 0.1638% | 0.01061% | 0% | 0% | 0% | 0% | 0% | 0% | 0% | 0% | 0% | 0% | 0% | 0% | 0% | 0%
118800 | 0% | 0.1609% | 0.009967% | 0% | 0% | 0% | 0% | 0% | 0% | 0% | 0% | 0% | 0% | 0% | 0% | 0% | 0%
118900 | 0% | 0.1577% | 0.009774% | 0% | 0% | 0% | 0% | 0% | 0% | 0% | 0% | 0% | 0% | 0% | 0% | 0% | 0%
119000 | 0% | 0.1551% | 0.009324% | 0% | 0% | 0% | 0% | 0% | 0% | 0% | 0% | 0% | 0% | 0% | 0% | 0% | 0%
119100 | 0% | 0.1535% | 0.009131% | 0% | 0% | 0% | 0% | 0% | 0% | 0% | 0% | 0% | 0% | 0% | 0% | 0% | 0%
119200 | 0% | 0.1498% | 0.008938% | 0% | 0% | 0% | 0% | 0% | 0% | 0% | 0% | 0% | 0% | 0% | 0% | 0% | 0%
119300 | 0% | 0.1467% | 0.008681% | 0% | 0% | 0% | 0% | 0% | 0% | 0% | 0% | 0% | 0% | 0% | 0% | 0% | 0%
119400 | 0% | 0.1438% | 0.008038% | 0% | 0% | 0% | 0% | 0% | 0% | 0% | 0% | 0% | 0% | 0% | 0% | 0% | 0%
119500 | 0% | 0.1412% | 0.007588% | 0% | 0% | 0% | 0% | 0% | 0% | 0% | 0% | 0% | 0% | 0% | 0% | 0% | 0%
119600 | 0% | 0.1386% | 0.006044% | 0% | 0% | 0% | 0% | 0% | 0% | 0% | 0% | 0% | 0% | 0% | 0% | 0% | 0%
119700 | 0% | 0.135% | 0.004501% | 0% | 0% | 0% | 0% | 0% | 0% | 0% | 0% | 0% | 0% | 0% | 0% | 0% | 0%
119800 | 0% | 0.1321% | 0.003408% | 0% | 0% | 0% | 0% | 0% | 0% | 0% | 0% | 0% | 0% | 0% | 0% | 0% | 0%
119900 | 0% | 0.1287% | 0.002251% | 0% | 0% | 0% | 0% | 0% | 0% | 0% | 0% | 0% | 0% | 0% | 0% | 0% | 0%
120000 | 0% | 0.1255% | 0% | 0% | 0% | 0% | 0% | 0% | 0% | 0% | 0% | 0% | 0% | 0% | 0% | 0% | 0%
120100 | 0% | 0.1226% | 0% | 0% | 0% | 0% | 0% | 0% | 0% | 0% | 0% | 0% | 0% | 0% | 0% | 0% | 0%
120200 | 0% | 0.1204% | 0% | 0% | 0% | 0% | 0% | 0% | 0% | 0% | 0% | 0% | 0% | 0% | 0% | 0% | 0%
120300 | 0% | 0.1177% | 0% | 0% | 0% | 0% | 0% | 0% | 0% | 0% | 0% | 0% | 0% | 0% | 0% | 0% | 0%
120400 | 0% | 0.1151% | 0% | 0% | 0% | 0% | 0% | 0% | 0% | 0% | 0% | 0% | 0% | 0% | 0% | 0% | 0%
120500 | 0% | 0.1123% | 0% | 0% | 0% | 0% | 0% | 0% | 0% | 0% | 0% | 0% | 0% | 0% | 0% | 0% | 0%
120600 | 0% | 0.1106% | 0% | 0% | 0% | 0% | 0% | 0% | 0% | 0% | 0% | 0% | 0% | 0% | 0% | 0% | 0%
120700 | 0% | 0.1089% | 0% | 0% | 0% | 0% | 0% | 0% | 0% | 0% | 0% | 0% | 0% | 0% | 0% | 0% | 0%
120800 | 0% | 0.1064% | 0% | 0% | 0% | 0% | 0% | 0% | 0% | 0% | 0% | 0% | 0% | 0% | 0% | 0% | 0%
120900 | 0% | 0.1046% | 0% | 0% | 0% | 0% | 0% | 0% | 0% | 0% | 0% | 0% | 0% | 0% | 0% | 0% | 0%
121000 | 0% | 0.1021% | 0% | 0% | 0% | 0% | 0% | 0% | 0% | 0% | 0% | 0% | 0% | 0% | 0% | 0% | 0%
121100 | 0% | 0.09973% | 0% | 0% | 0% | 0% | 0% | 0% | 0% | 0% | 0% | 0% | 0% | 0% | 0% | 0% | 0%
121200 | 0% | 0.09748% | 0% | 0% | 0% | 0% | 0% | 0% | 0% | 0% | 0% | 0% | 0% | 0% | 0% | 0% | 0%
121300 | 0% | 0.09555% | 0% | 0% | 0% | 0% | 0% | 0% | 0% | 0% | 0% | 0% | 0% | 0% | 0% | 0% | 0%
121400 | 0% | 0.09356% | 0% | 0% | 0% | 0% | 0% | 0% | 0% | 0% | 0% | 0% | 0% | 0% | 0% | 0% | 0%
121500 | 0% | 0.09176% | 0% | 0% | 0% | 0% | 0% | 0% | 0% | 0% | 0% | 0% | 0% | 0% | 0% | 0% | 0%
121600 | 0% | 0.08963% | 0% | 0% | 0% | 0% | 0% | 0% | 0% | 0% | 0% | 0% | 0% | 0% | 0% | 0% | 0%
121700 | 0% | 0.08771% | 0% | 0% | 0% | 0% | 0% | 0% | 0% | 0% | 0% | 0% | 0% | 0% | 0% | 0% | 0%
121800 | 0% | 0.08584% | 0% | 0% | 0% | 0% | 0% | 0% | 0% | 0% | 0% | 0% | 0% | 0% | 0% | 0% | 0%
121900 | 0% | 0.08398% | 0% | 0% | 0% | 0% | 0% | 0% | 0% | 0% | 0% | 0% | 0% | 0% | 0% | 0% | 0%
122000 | 0% | 0.08243% | 0% | 0% | 0% | 0% | 0% | 0% | 0% | 0% | 0% | 0% | 0% | 0% | 0% | 0% | 0%
122100 | 0% | 0.08108% | 0% | 0% | 0% | 0% | 0% | 0% | 0% | 0% | 0% | 0% | 0% | 0% | 0% | 0% | 0%
122200 | 0% | 0.07973% | 0% | 0% | 0% | 0% | 0% | 0% | 0% | 0% | 0% | 0% | 0% | 0% | 0% | 0% | 0%
122300 | 0% | 0.07832% | 0% | 0% | 0% | 0% | 0% | 0% | 0% | 0% | 0% | 0% | 0% | 0% | 0% | 0% | 0%
122400 | 0% | 0.07697% | 0% | 0% | 0% | 0% | 0% | 0% | 0% | 0% | 0% | 0% | 0% | 0% | 0% | 0% | 0%
122500 | 0% | 0.07549% | 0% | 0% | 0% | 0% | 0% | 0% | 0% | 0% | 0% | 0% | 0% | 0% | 0% | 0% | 0%
122600 | 0% | 0.07452% | 0% | 0% | 0% | 0% | 0% | 0% | 0% | 0% | 0% | 0% | 0% | 0% | 0% | 0% | 0%
122700 | 0% | 0.07298% | 0% | 0% | 0% | 0% | 0% | 0% | 0% | 0% | 0% | 0% | 0% | 0% | 0% | 0% | 0%
122800 | 0% | 0.07169% | 0% | 0% | 0% | 0% | 0% | 0% | 0% | 0% | 0% | 0% | 0% | 0% | 0% | 0% | 0%
122900 | 0% | 0.07041% | 0% | 0% | 0% | 0% | 0% | 0% | 0% | 0% | 0% | 0% | 0% | 0% | 0% | 0% | 0%
123000 | 0% | 0.06893% | 0% | 0% | 0% | 0% | 0% | 0% | 0% | 0% | 0% | 0% | 0% | 0% | 0% | 0% | 0%
123100 | 0% | 0.06777% | 0% | 0% | 0% | 0% | 0% | 0% | 0% | 0% | 0% | 0% | 0% | 0% | 0% | 0% | 0%
123200 | 0% | 0.06681% | 0% | 0% | 0% | 0% | 0% | 0% | 0% | 0% | 0% | 0% | 0% | 0% | 0% | 0% | 0%
123300 | 0% | 0.06559% | 0% | 0% | 0% | 0% | 0% | 0% | 0% | 0% | 0% | 0% | 0% | 0% | 0% | 0% | 0%
123400 | 0% | 0.06353% | 0% | 0% | 0% | 0% | 0% | 0% | 0% | 0% | 0% | 0% | 0% | 0% | 0% | 0% | 0%
123500 | 0% | 0.06244% | 0% | 0% | 0% | 0% | 0% | 0% | 0% | 0% | 0% | 0% | 0% | 0% | 0% | 0% | 0%
123600 | 0% | 0.06179% | 0% | 0% | 0% | 0% | 0% | 0% | 0% | 0% | 0% | 0% | 0% | 0% | 0% | 0% | 0%
123700 | 0% | 0.06019% | 0% | 0% | 0% | 0% | 0% | 0% | 0% | 0% | 0% | 0% | 0% | 0% | 0% | 0% | 0%
123800 | 0% | 0.05941% | 0% | 0% | 0% | 0% | 0% | 0% | 0% | 0% | 0% | 0% | 0% | 0% | 0% | 0% | 0%
123900 | 0% | 0.05826% | 0% | 0% | 0% | 0% | 0% | 0% | 0% | 0% | 0% | 0% | 0% | 0% | 0% | 0% | 0%
124000 | 0% | 0.05723% | 0% | 0% | 0% | 0% | 0% | 0% | 0% | 0% | 0% | 0% | 0% | 0% | 0% | 0% | 0%
124100 | 0% | 0.05562% | 0% | 0% | 0% | 0% | 0% | 0% | 0% | 0% | 0% | 0% | 0% | 0% | 0% | 0% | 0%
124200 | 0% | 0.05466% | 0% | 0% | 0% | 0% | 0% | 0% | 0% | 0% | 0% | 0% | 0% | 0% | 0% | 0% | 0%
124300 | 0% | 0.05382% | 0% | 0% | 0% | 0% | 0% | 0% | 0% | 0% | 0% | 0% | 0% | 0% | 0% | 0% | 0%
124400 | 0% | 0.05298% | 0% | 0% | 0% | 0% | 0% | 0% | 0% | 0% | 0% | 0% | 0% | 0% | 0% | 0% | 0%
124500 | 0% | 0.05163% | 0% | 0% | 0% | 0% | 0% | 0% | 0% | 0% | 0% | 0% | 0% | 0% | 0% | 0% | 0%
124600 | 0% | 0.05035% | 0% | 0% | 0% | 0% | 0% | 0% | 0% | 0% | 0% | 0% | 0% | 0% | 0% | 0% | 0%
124700 | 0% | 0.04906% | 0% | 0% | 0% | 0% | 0% | 0% | 0% | 0% | 0% | 0% | 0% | 0% | 0% | 0% | 0%
124800 | 0% | 0.04842% | 0% | 0% | 0% | 0% | 0% | 0% | 0% | 0% | 0% | 0% | 0% | 0% | 0% | 0% | 0%
124900 | 0% | 0.04707% | 0% | 0% | 0% | 0% | 0% | 0% | 0% | 0% | 0% | 0% | 0% | 0% | 0% | 0% | 0%
125000 | 0% | 0.04591% | 0% | 0% | 0% | 0% | 0% | 0% | 0% | 0% | 0% | 0% | 0% | 0% | 0% | 0% | 0%
125100 | 0% | 0.04533% | 0% | 0% | 0% | 0% | 0% | 0% | 0% | 0% | 0% | 0% | 0% | 0% | 0% | 0% | 0%
125200 | 0% | 0.04411% | 0% | 0% | 0% | 0% | 0% | 0% | 0% | 0% | 0% | 0% | 0% | 0% | 0% | 0% | 0%
125300 | 0% | 0.04276% | 0% | 0% | 0% | 0% | 0% | 0% | 0% | 0% | 0% | 0% | 0% | 0% | 0% | 0% | 0%
125400 | 0% | 0.04173% | 0% | 0% | 0% | 0% | 0% | 0% | 0% | 0% | 0% | 0% | 0% | 0% | 0% | 0% | 0%
125500 | 0% | 0.0409% | 0% | 0% | 0% | 0% | 0% | 0% | 0% | 0% | 0% | 0% | 0% | 0% | 0% | 0% | 0%
125600 | 0% | 0.03987% | 0% | 0% | 0% | 0% | 0% | 0% | 0% | 0% | 0% | 0% | 0% | 0% | 0% | 0% | 0%
125700 | 0% | 0.03852% | 0% | 0% | 0% | 0% | 0% | 0% | 0% | 0% | 0% | 0% | 0% | 0% | 0% | 0% | 0%
125800 | 0% | 0.03704% | 0% | 0% | 0% | 0% | 0% | 0% | 0% | 0% | 0% | 0% | 0% | 0% | 0% | 0% | 0%
125900 | 0% | 0.03601% | 0% | 0% | 0% | 0% | 0% | 0% | 0% | 0% | 0% | 0% | 0% | 0% | 0% | 0% | 0%
126000 | 0% | 0.03543% | 0% | 0% | 0% | 0% | 0% | 0% | 0% | 0% | 0% | 0% | 0% | 0% | 0% | 0% | 0%
126100 | 0% | 0.03434% | 0% | 0% | 0% | 0% | 0% | 0% | 0% | 0% | 0% | 0% | 0% | 0% | 0% | 0% | 0%
126200 | 0% | 0.03337% | 0% | 0% | 0% | 0% | 0% | 0% | 0% | 0% | 0% | 0% | 0% | 0% | 0% | 0% | 0%
126300 | 0% | 0.03299% | 0% | 0% | 0% | 0% | 0% | 0% | 0% | 0% | 0% | 0% | 0% | 0% | 0% | 0% | 0%
126400 | 0% | 0.03247% | 0% | 0% | 0% | 0% | 0% | 0% | 0% | 0% | 0% | 0% | 0% | 0% | 0% | 0% | 0%
126500 | 0% | 0.03176% | 0% | 0% | 0% | 0% | 0% | 0% | 0% | 0% | 0% | 0% | 0% | 0% | 0% | 0% | 0%
126600 | 0% | 0.03099% | 0% | 0% | 0% | 0% | 0% | 0% | 0% | 0% | 0% | 0% | 0% | 0% | 0% | 0% | 0%
126700 | 0% | 0.0299% | 0% | 0% | 0% | 0% | 0% | 0% | 0% | 0% | 0% | 0% | 0% | 0% | 0% | 0% | 0%
126800 | 0% | 0.02945% | 0% | 0% | 0% | 0% | 0% | 0% | 0% | 0% | 0% | 0% | 0% | 0% | 0% | 0% | 0%
126900 | 0% | 0.02881% | 0% | 0% | 0% | 0% | 0% | 0% | 0% | 0% | 0% | 0% | 0% | 0% | 0% | 0% | 0%
127000 | 0% | 0.02791% | 0% | 0% | 0% | 0% | 0% | 0% | 0% | 0% | 0% | 0% | 0% | 0% | 0% | 0% | 0%
127100 | 0% | 0.02758% | 0% | 0% | 0% | 0% | 0% | 0% | 0% | 0% | 0% | 0% | 0% | 0% | 0% | 0% | 0%
127200 | 0% | 0.02694% | 0% | 0% | 0% | 0% | 0% | 0% | 0% | 0% | 0% | 0% | 0% | 0% | 0% | 0% | 0%
127300 | 0% | 0.02604% | 0% | 0% | 0% | 0% | 0% | 0% | 0% | 0% | 0% | 0% | 0% | 0% | 0% | 0% | 0%
127400 | 0% | 0.02488% | 0% | 0% | 0% | 0% | 0% | 0% | 0% | 0% | 0% | 0% | 0% | 0% | 0% | 0% | 0%
127500 | 0% | 0.02373% | 0% | 0% | 0% | 0% | 0% | 0% | 0% | 0% | 0% | 0% | 0% | 0% | 0% | 0% | 0%
127600 | 0% | 0.02321% | 0% | 0% | 0% | 0% | 0% | 0% | 0% | 0% | 0% | 0% | 0% | 0% | 0% | 0% | 0%
127700 | 0% | 0.0227% | 0% | 0% | 0% | 0% | 0% | 0% | 0% | 0% | 0% | 0% | 0% | 0% | 0% | 0% | 0%
127800 | 0% | 0.02238% | 0% | 0% | 0% | 0% | 0% | 0% | 0% | 0% | 0% | 0% | 0% | 0% | 0% | 0% | 0%
127900 | 0% | 0.0218% | 0% | 0% | 0% | 0% | 0% | 0% | 0% | 0% | 0% | 0% | 0% | 0% | 0% | 0% | 0%
128000 | 0% | 0.02077% | 0% | 0% | 0% | 0% | 0% | 0% | 0% | 0% | 0% | 0% | 0% | 0% | 0% | 0% | 0%
128100 | 0% | 0.02% | 0% | 0% | 0% | 0% | 0% | 0% | 0% | 0% | 0% | 0% | 0% | 0% | 0% | 0% | 0%
128200 | 0% | 0.01903% | 0% | 0% | 0% | 0% | 0% | 0% | 0% | 0% | 0% | 0% | 0% | 0% | 0% | 0% | 0%
128300 | 0% | 0.01833% | 0% | 0% | 0% | 0% | 0% | 0% | 0% | 0% | 0% | 0% | 0% | 0% | 0% | 0% | 0%
128400 | 0% | 0.01749% | 0% | 0% | 0% | 0% | 0% | 0% | 0% | 0% | 0% | 0% | 0% | 0% | 0% | 0% | 0%
128500 | 0% | 0.0171% | 0% | 0% | 0% | 0% | 0% | 0% | 0% | 0% | 0% | 0% | 0% | 0% | 0% | 0% | 0%
128600 | 0% | 0.01633% | 0% | 0% | 0% | 0% | 0% | 0% | 0% | 0% | 0% | 0% | 0% | 0% | 0% | 0% | 0%
128700 | 0% | 0.0155% | 0% | 0% | 0% | 0% | 0% | 0% | 0% | 0% | 0% | 0% | 0% | 0% | 0% | 0% | 0%
128800 | 0% | 0.01479% | 0% | 0% | 0% | 0% | 0% | 0% | 0% | 0% | 0% | 0% | 0% | 0% | 0% | 0% | 0%
128900 | 0% | 0.01421% | 0% | 0% | 0% | 0% | 0% | 0% | 0% | 0% | 0% | 0% | 0% | 0% | 0% | 0% | 0%
129000 | 0% | 0.01331% | 0% | 0% | 0% | 0% | 0% | 0% | 0% | 0% | 0% | 0% | 0% | 0% | 0% | 0% | 0%
129100 | 0% | 0.01267% | 0% | 0% | 0% | 0% | 0% | 0% | 0% | 0% | 0% | 0% | 0% | 0% | 0% | 0% | 0%
129200 | 0% | 0.01202% | 0% | 0% | 0% | 0% | 0% | 0% | 0% | 0% | 0% | 0% | 0% | 0% | 0% | 0% | 0%
129300 | 0% | 0.0117% | 0% | 0% | 0% | 0% | 0% | 0% | 0% | 0% | 0% | 0% | 0% | 0% | 0% | 0% | 0%
129400 | 0% | 0.01119% | 0% | 0% | 0% | 0% | 0% | 0% | 0% | 0% | 0% | 0% | 0% | 0% | 0% | 0% | 0%
129500 | 0% | 0.01048% | 0% | 0% | 0% | 0% | 0% | 0% | 0% | 0% | 0% | 0% | 0% | 0% | 0% | 0% | 0%
129600 | 0% | 0.009838% | 0% | 0% | 0% | 0% | 0% | 0% | 0% | 0% | 0% | 0% | 0% | 0% | 0% | 0% | 0%
129700 | 0% | 0.008938% | 0% | 0% | 0% | 0% | 0% | 0% | 0% | 0% | 0% | 0% | 0% | 0% | 0% | 0% | 0%
129800 | 0% | 0.008616% | 0% | 0% | 0% | 0% | 0% | 0% | 0% | 0% | 0% | 0% | 0% | 0% | 0% | 0% | 0%
129900 | 0% | 0.008038% | 0% | 0% | 0% | 0% | 0% | 0% | 0% | 0% | 0% | 0% | 0% | 0% | 0% | 0% | 0%
130000 | 0% | 0.007652% | 0% | 0% | 0% | 0% | 0% | 0% | 0% | 0% | 0% | 0% | 0% | 0% | 0% | 0% | 0%
130100 | 0% | 0.007009% | 0% | 0% | 0% | 0% | 0% | 0% | 0% | 0% | 0% | 0% | 0% | 0% | 0% | 0% | 0%
130200 | 0% | 0.006687% | 0% | 0% | 0% | 0% | 0% | 0% | 0% | 0% | 0% | 0% | 0% | 0% | 0% | 0% | 0%
130300 | 0% | 0.006623% | 0% | 0% | 0% | 0% | 0% | 0% | 0% | 0% | 0% | 0% | 0% | 0% | 0% | 0% | 0%
130400 | 0% | 0.006173% | 0% | 0% | 0% | 0% | 0% | 0% | 0% | 0% | 0% | 0% | 0% | 0% | 0% | 0% | 0%
130500 | 0% | 0.005594% | 0% | 0% | 0% | 0% | 0% | 0% | 0% | 0% | 0% | 0% | 0% | 0% | 0% | 0% | 0%
130600 | 0% | 0.005466% | 0% | 0% | 0% | 0% | 0% | 0% | 0% | 0% | 0% | 0% | 0% | 0% | 0% | 0% | 0%
130700 | 0% | 0.005273% | 0% | 0% | 0% | 0% | 0% | 0% | 0% | 0% | 0% | 0% | 0% | 0% | 0% | 0% | 0%
130800 | 0% | 0.004951% | 0% | 0% | 0% | 0% | 0% | 0% | 0% | 0% | 0% | 0% | 0% | 0% | 0% | 0% | 0%
130900 | 0% | 0.00463% | 0% | 0% | 0% | 0% | 0% | 0% | 0% | 0% | 0% | 0% | 0% | 0% | 0% | 0% | 0%
131000 | 0% | 0.004437% | 0% | 0% | 0% | 0% | 0% | 0% | 0% | 0% | 0% | 0% | 0% | 0% | 0% | 0% | 0%
131100 | 0% | 0.004308% | 0% | 0% | 0% | 0% | 0% | 0% | 0% | 0% | 0% | 0% | 0% | 0% | 0% | 0% | 0%
131200 | 0% | 0.00418% | 0% | 0% | 0% | 0% | 0% | 0% | 0% | 0% | 0% | 0% | 0% | 0% | 0% | 0% | 0%
131300 | 0% | 0.003794% | 0% | 0% | 0% | 0% | 0% | 0% | 0% | 0% | 0% | 0% | 0% | 0% | 0% | 0% | 0%
131400 | 0% | 0.003665% | 0% | 0% | 0% | 0% | 0% | 0% | 0% | 0% | 0% | 0% | 0% | 0% | 0% | 0% | 0%
131500 | 0% | 0.003472% | 0% | 0% | 0% | 0% | 0% | 0% | 0% | 0% | 0% | 0% | 0% | 0% | 0% | 0% | 0%
131600 | 0% | 0.003151% | 0% | 0% | 0% | 0% | 0% | 0% | 0% | 0% | 0% | 0% | 0% | 0% | 0% | 0% | 0%
131700 | 0% | 0.003022% | 0% | 0% | 0% | 0% | 0% | 0% | 0% | 0% | 0% | 0% | 0% | 0% | 0% | 0% | 0%
131800 | 0% | 0.002958% | 0% | 0% | 0% | 0% | 0% | 0% | 0% | 0% | 0% | 0% | 0% | 0% | 0% | 0% | 0%
131900 | 0% | 0.002765% | 0% | 0% | 0% | 0% | 0% | 0% | 0% | 0% | 0% | 0% | 0% | 0% | 0% | 0% | 0%
132000 | 0% | 0.002443% | 0% | 0% | 0% | 0% | 0% | 0% | 0% | 0% | 0% | 0% | 0% | 0% | 0% | 0% | 0%
132100 | 0% | 0.002186% | 0% | 0% | 0% | 0% | 0% | 0% | 0% | 0% | 0% | 0% | 0% | 0% | 0% | 0% | 0%
132200 | 0% | 0.002058% | 0% | 0% | 0% | 0% | 0% | 0% | 0% | 0% | 0% | 0% | 0% | 0% | 0% | 0% | 0%
132300 | 0% | 0.001736% | 0% | 0% | 0% | 0% | 0% | 0% | 0% | 0% | 0% | 0% | 0% | 0% | 0% | 0% | 0%
132400 | 0% | 0.001736% | 0% | 0% | 0% | 0% | 0% | 0% | 0% | 0% | 0% | 0% | 0% | 0% | 0% | 0% | 0%
132500 | 0% | 0.001672% | 0% | 0% | 0% | 0% | 0% | 0% | 0% | 0% | 0% | 0% | 0% | 0% | 0% | 0% | 0%
132600 | 0% | 0% | 0% | 0% | 0% | 0% | 0% | 0% | 0% | 0% | 0% | 0% | 0% | 0% | 0% | 0% | 0%
132700 | 0% | 0% | 0% | 0% | 0% | 0% | 0% | 0% | 0% | 0% | 0% | 0% | 0% | 0% | 0% | 0% | 0%
132800 | 0% | 0% | 0% | 0% | 0% | 0% | 0% | 0% | 0% | 0% | 0% | 0% | 0% | 0% | 0% | 0% | 0%
132900 | 0% | 0% | 0% | 0% | 0% | 0% | 0% | 0% | 0% | 0% | 0% | 0% | 0% | 0% | 0% | 0% | 0%
133000 | 0% | 0% | 0% | 0% | 0% | 0% | 0% | 0% | 0% | 0% | 0% | 0% | 0% | 0% | 0% | 0% | 0%
133100 | 0% | 0% | 0% | 0% | 0% | 0% | 0% | 0% | 0% | 0% | 0% | 0% | 0% | 0% | 0% | 0% | 0%
133200 | 0% | 0% | 0% | 0% | 0% | 0% | 0% | 0% | 0% | 0% | 0% | 0% | 0% | 0% | 0% | 0% | 0%
133300 | 0% | 0% | 0% | 0% | 0% | 0% | 0% | 0% | 0% | 0% | 0% | 0% | 0% | 0% | 0% | 0% | 0%
133400 | 0% | 0% | 0% | 0% | 0% | 0% | 0% | 0% | 0% | 0% | 0% | 0% | 0% | 0% | 0% | 0% | 0%
133500 | 0% | 0% | 0% | 0% | 0% | 0% | 0% | 0% | 0% | 0% | 0% | 0% | 0% | 0% | 0% | 0% | 0%
133600 | 0% | 0% | 0% | 0% | 0% | 0% | 0% | 0% | 0% | 0% | 0% | 0% | 0% | 0% | 0% | 0% | 0%
133700 | 0% | 0% | 0% | 0% | 0% | 0% | 0% | 0% | 0% | 0% | 0% | 0% | 0% | 0% | 0% | 0% | 0%
133800 | 0% | 0% | 0% | 0% | 0% | 0% | 0% | 0% | 0% | 0% | 0% | 0% | 0% | 0% | 0% | 0% | 0%
133900 | 0% | 0% | 0% | 0% | 0% | 0% | 0% | 0% | 0% | 0% | 0% | 0% | 0% | 0% | 0% | 0% | 0%
134000 | 0% | 0% | 0% | 0% | 0% | 0% | 0% | 0% | 0% | 0% | 0% | 0% | 0% | 0% | 0% | 0% | 0%
134100 | 0% | 0% | 0% | 0% | 0% | 0% | 0% | 0% | 0% | 0% | 0% | 0% | 0% | 0% | 0% | 0% | 0%
134200 | 0% | 0% | 0% | 0% | 0% | 0% | 0% | 0% | 0% | 0% | 0% | 0% | 0% | 0% | 0% | 0% | 0%
134300 | 0% | 0% | 0% | 0% | 0% | 0% | 0% | 0% | 0% | 0% | 0% | 0% | 0% | 0% | 0% | 0% | 0%
134400 | 0% | 0% | 0% | 0% | 0% | 0% | 0% | 0% | 0% | 0% | 0% | 0% | 0% | 0% | 0% | 0% | 0%
134500 | 0% | 0% | 0% | 0% | 0% | 0% | 0% | 0% | 0% | 0% | 0% | 0% | 0% | 0% | 0% | 0% | 0%
134600 | 0% | 0% | 0% | 0% | 0% | 0% | 0% | 0% | 0% | 0% | 0% | 0% | 0% | 0% | 0% | 0% | 0%
134700 | 0% | 0% | 0% | 0% | 0% | 0% | 0% | 0% | 0% | 0% | 0% | 0% | 0% | 0% | 0% | 0% | 0%
134800 | 0% | 0% | 0% | 0% | 0% | 0% | 0% | 0% | 0% | 0% | 0% | 0% | 0% | 0% | 0% | 0% | 0%
134900 | 0% | 0% | 0% | 0% | 0% | 0% | 0% | 0% | 0% | 0% | 0% | 0% | 0% | 0% | 0% | 0% | 0%
135000 | 0% | 0% | 0% | 0% | 0% | 0% | 0% | 0% | 0% | 0% | 0% | 0% | 0% | 0% | 0% | 0% | 0%

## Different DSM criteria
Proportion of time for which net demand is greater than…
Net demand | Scenario | (80% of dwellings with ASHP A, 2050s climate, improved insulation levels)
MW | DSM applied between 50.7 - 67.9GW (2% of duration) | DSM applied between 53.5 - 67.9GW (1% of duration) | DSM applied between 56.1 - 67.9GW (0.5% of duration) | DSM applied between 58.5 - 67.9GW (0.25% of duration) | No ASHPs | No DSM
100 | 98.05% | 98.04% | 98.04% | 98.04% | 92.13% | 97.63%
200 | 98.01% | 98.01% | 98.01% | 98.01% | 92.02% | 97.59%
300 | 97.98% | 97.98% | 97.98% | 97.98% | 91.91% | 97.54%
400 | 97.95% | 97.94% | 97.95% | 97.95% | 91.8% | 97.49%
500 | 97.92% | 97.91% | 97.92% | 97.92% | 91.7% | 97.44%
600 | 97.89% | 97.88% | 97.88% | 97.89% | 91.59% | 97.4%
700 | 97.86% | 97.85% | 97.85% | 97.86% | 91.49% | 97.35%
800 | 97.82% | 97.82% | 97.82% | 97.82% | 91.38% | 97.3%
900 | 97.79% | 97.78% | 97.78% | 97.79% | 91.26% | 97.25%
1000 | 97.75% | 97.75% | 97.75% | 97.75% | 91.16% | 97.21%
1100 | 97.71% | 97.71% | 97.71% | 97.72% | 91.05% | 97.16%
1200 | 97.67% | 97.67% | 97.67% | 97.68% | 90.95% | 97.11%
1300 | 97.63% | 97.63% | 97.64% | 97.64% | 90.84% | 97.06%
1400 | 97.59% | 97.59% | 97.6% | 97.6% | 90.73% | 97.01%
1500 | 97.55% | 97.55% | 97.55% | 97.56% | 90.62% | 96.96%
1600 | 97.51% | 97.51% | 97.51% | 97.51% | 90.51% | 96.9%
1700 | 97.47% | 97.46% | 97.47% | 97.47% | 90.41% | 96.85%
1800 | 97.42% | 97.42% | 97.42% | 97.43% | 90.31% | 96.8%
1900 | 97.38% | 97.37% | 97.38% | 97.38% | 90.21% | 96.74%
2000 | 97.33% | 97.33% | 97.33% | 97.34% | 90.12% | 96.69%
2100 | 97.28% | 97.28% | 97.29% | 97.29% | 90.02% | 96.64%
2200 | 97.24% | 97.24% | 97.24% | 97.25% | 89.9% | 96.58%
2300 | 97.2% | 97.19% | 97.2% | 97.2% | 89.8% | 96.53%
2400 | 97.15% | 97.15% | 97.15% | 97.15% | 89.69% | 96.47%
2500 | 97.1% | 97.1% | 97.1% | 97.11% | 89.58% | 96.42%
2600 | 97.06% | 97.05% | 97.05% | 97.06% | 89.46% | 96.36%
2700 | 97.01% | 97% | 97.01% | 97.01% | 89.35% | 96.3%
2800 | 96.96% | 96.95% | 96.96% | 96.96% | 89.23% | 96.24%
2900 | 96.91% | 96.9% | 96.9% | 96.91% | 89.11% | 96.18%
3000 | 92.46% | 92.42% | 92.45% | 92.45% | 80.53% | 91.07%
3100 | 92.36% | 92.31% | 92.34% | 92.34% | 80.36% | 90.95%
3200 | 92.26% | 92.2% | 92.24% | 92.23% | 80.18% | 90.83%
3300 | 92.16% | 92.09% | 92.12% | 92.12% | 80% | 90.71%
3400 | 92.04% | 91.98% | 92.01% | 92.01% | 79.82% | 90.59%
3500 | 91.92% | 91.88% | 91.9% | 91.89% | 79.65% | 90.46%
3600 | 91.81% | 91.77% | 91.79% | 91.79% | 79.48% | 90.33%
3700 | 91.69% | 91.66% | 91.68% | 91.67% | 79.3% | 90.21%
3800 | 91.58% | 91.55% | 91.57% | 91.56% | 79.13% | 90.08%
3900 | 91.47% | 91.44% | 91.46% | 91.45% | 78.96% | 89.96%
4000 | 91.35% | 91.33% | 91.34% | 91.34% | 78.79% | 89.83%
4100 | 91.24% | 91.21% | 91.22% | 91.22% | 78.61% | 89.7%
4200 | 91.12% | 91.09% | 91.11% | 91.11% | 78.44% | 89.58%
4300 | 91% | 90.97% | 90.99% | 90.99% | 78.27% | 89.45%
4400 | 90.88% | 90.85% | 90.87% | 90.87% | 78.1% | 89.32%
4500 | 90.76% | 90.73% | 90.75% | 90.75% | 77.93% | 89.2%
4600 | 90.64% | 90.6% | 90.63% | 90.62% | 77.75% | 89.07%
4700 | 90.52% | 90.48% | 90.5% | 90.5% | 77.57% | 88.94%
4800 | 90.4% | 90.35% | 90.37% | 90.37% | 77.4% | 88.81%
4900 | 90.28% | 90.23% | 90.25% | 90.25% | 77.24% | 88.68%
5000 | 90.15% | 90.11% | 90.12% | 90.12% | 77.07% | 88.54%
5100 | 90.02% | 89.98% | 89.99% | 90% | 76.9% | 88.41%
5200 | 89.89% | 89.86% | 89.86% | 89.87% | 76.73% | 88.28%
5300 | 89.76% | 89.73% | 89.73% | 89.75% | 76.56% | 88.14%
5400 | 89.63% | 89.6% | 89.6% | 89.62% | 76.4% | 88.01%
5500 | 89.5% | 89.47% | 89.48% | 89.5% | 76.24% | 87.87%
5600 | 89.38% | 89.34% | 89.35% | 89.38% | 76.07% | 87.74%
5700 | 89.25% | 89.22% | 89.24% | 89.26% | 75.9% | 87.6%
5800 | 89.13% | 89.09% | 89.11% | 89.13% | 75.72% | 87.47%
5900 | 89% | 88.96% | 88.98% | 89.01% | 75.54% | 87.33%
6000 | 88.87% | 88.84% | 88.85% | 88.88% | 75.36% | 87.19%
6100 | 88.74% | 88.71% | 88.73% | 88.75% | 75.18% | 87.05%
6200 | 88.62% | 88.59% | 88.6% | 88.62% | 75% | 86.91%
6300 | 88.49% | 88.46% | 88.47% | 88.49% | 74.81% | 86.77%
6400 | 88.36% | 88.34% | 88.34% | 88.36% | 74.64% | 86.62%
6500 | 88.24% | 88.2% | 88.21% | 88.23% | 74.46% | 86.47%
6600 | 88.11% | 88.07% | 88.08% | 88.1% | 74.28% | 86.31%
6700 | 87.97% | 87.93% | 87.95% | 87.95% | 74.11% | 86.16%
6800 | 87.84% | 87.79% | 87.81% | 87.82% | 73.94% | 86%
6900 | 87.7% | 87.65% | 87.67% | 87.68% | 73.77% | 85.84%
7000 | 87.56% | 87.51% | 87.53% | 87.54% | 73.59% | 85.69%
7100 | 87.41% | 87.37% | 87.39% | 87.4% | 73.42% | 85.53%
7200 | 87.27% | 87.23% | 87.25% | 87.26% | 73.24% | 85.37%
7300 | 87.12% | 87.09% | 87.11% | 87.11% | 73.07% | 85.22%
7400 | 86.97% | 86.94% | 86.97% | 86.96% | 72.89% | 85.07%
7500 | 86.83% | 86.79% | 86.81% | 86.82% | 72.71% | 84.91%
7600 | 86.68% | 86.65% | 86.66% | 86.66% | 72.54% | 84.75%
7700 | 86.53% | 86.5% | 86.5% | 86.51% | 72.36% | 84.59%
7800 | 86.38% | 86.34% | 86.35% | 86.36% | 72.18% | 84.43%
7900 | 86.23% | 86.19% | 86.2% | 86.21% | 71.99% | 84.27%
8000 | 86.08% | 86.03% | 86.05% | 86.06% | 71.82% | 84.11%
8100 | 85.93% | 85.88% | 85.89% | 85.9% | 71.64% | 83.96%
8200 | 85.78% | 85.73% | 85.74% | 85.75% | 71.45% | 83.8%
8300 | 85.63% | 85.57% | 85.59% | 85.6% | 71.26% | 83.65%
8400 | 85.47% | 85.42% | 85.43% | 85.44% | 71.07% | 83.49%
8500 | 85.31% | 85.26% | 85.28% | 85.29% | 70.89% | 83.33%
8600 | 85.15% | 85.11% | 85.12% | 85.13% | 70.71% | 83.18%
8700 | 84.99% | 84.95% | 84.97% | 84.98% | 70.53% | 83.02%
8800 | 84.84% | 84.8% | 84.82% | 84.82% | 70.34% | 82.86%
8900 | 84.69% | 84.65% | 84.67% | 84.67% | 70.17% | 82.71%
9000 | 84.54% | 84.51% | 84.52% | 84.52% | 69.98% | 82.55%
9100 | 84.38% | 84.35% | 84.36% | 84.37% | 69.81% | 82.39%
9200 | 84.23% | 84.2% | 84.2% | 84.21% | 69.62% | 82.23%
9300 | 84.08% | 84.05% | 84.04% | 84.06% | 69.44% | 82.07%
9400 | 83.93% | 83.89% | 83.89% | 83.9% | 69.26% | 81.91%
9500 | 83.77% | 83.73% | 83.73% | 83.74% | 69.07% | 81.74%
9600 | 83.62% | 83.58% | 83.57% | 83.58% | 68.88% | 81.57%
9700 | 83.46% | 83.42% | 83.41% | 83.42% | 68.69% | 81.4%
9800 | 83.31% | 83.25% | 83.25% | 83.26% | 68.49% | 81.23%
9900 | 83.14% | 83.09% | 83.09% | 83.1% | 68.3% | 81.05%
10000 | 82.99% | 82.93% | 82.93% | 82.94% | 68.11% | 80.88%
10100 | 82.83% | 82.76% | 82.77% | 82.78% | 67.92% | 80.72%
10200 | 82.66% | 82.6% | 82.62% | 82.62% | 67.74% | 80.54%
10300 | 82.49% | 82.44% | 82.46% | 82.45% | 67.55% | 80.37%
10400 | 82.33% | 82.28% | 82.3% | 82.29% | 67.36% | 80.2%
10500 | 82.17% | 82.11% | 82.14% | 82.12% | 67.17% | 80.03%
10600 | 82% | 81.94% | 81.97% | 81.96% | 66.97% | 79.86%
10700 | 81.83% | 81.78% | 81.8% | 81.8% | 66.77% | 79.69%
10800 | 81.67% | 81.61% | 81.63% | 81.64% | 66.57% | 79.52%
10900 | 81.5% | 81.45% | 81.47% | 81.47% | 66.38% | 79.34%
11000 | 81.33% | 81.29% | 81.3% | 81.31% | 66.19% | 79.16%
11100 | 81.17% | 81.12% | 81.14% | 81.14% | 65.99% | 78.99%
11200 | 81.01% | 80.95% | 80.97% | 80.98% | 65.78% | 78.81%
11300 | 80.84% | 80.79% | 80.8% | 80.81% | 65.58% | 78.65%
11400 | 80.68% | 80.63% | 80.63% | 80.65% | 65.39% | 78.48%
11500 | 80.51% | 80.46% | 80.47% | 80.48% | 65.19% | 78.3%
11600 | 80.34% | 80.3% | 80.31% | 80.32% | 65% | 78.13%
11700 | 80.17% | 80.14% | 80.14% | 80.15% | 64.8% | 77.96%
11800 | 80% | 79.97% | 79.97% | 79.98% | 64.62% | 77.78%
11900 | 79.83% | 79.8% | 79.8% | 79.8% | 64.42% | 77.61%
12000 | 79.66% | 79.63% | 79.63% | 79.63% | 64.21% | 77.43%
12100 | 79.49% | 79.46% | 79.45% | 79.46% | 64.02% | 77.26%
12200 | 79.32% | 79.29% | 79.28% | 79.29% | 63.81% | 77.09%
12300 | 79.15% | 79.11% | 79.11% | 79.12% | 63.59% | 76.92%
12400 | 78.98% | 78.94% | 78.95% | 78.95% | 63.38% | 76.75%
12500 | 78.81% | 78.77% | 78.78% | 78.78% | 63.17% | 76.57%
12600 | 78.64% | 78.6% | 78.61% | 78.61% | 62.96% | 76.41%
12700 | 78.47% | 78.43% | 78.44% | 78.44% | 62.76% | 76.24%
12800 | 78.29% | 78.25% | 78.27% | 78.27% | 62.55% | 76.06%
12900 | 78.12% | 78.08% | 78.1% | 78.1% | 62.35% | 75.89%
13000 | 77.95% | 77.91% | 77.93% | 77.93% | 62.15% | 75.72%
13100 | 77.78% | 77.74% | 77.77% | 77.77% | 61.94% | 75.55%
13200 | 77.61% | 77.57% | 77.6% | 77.6% | 61.73% | 75.38%
13300 | 77.44% | 77.4% | 77.43% | 77.43% | 61.53% | 75.2%
13400 | 77.27% | 77.24% | 77.26% | 77.26% | 61.32% | 75.04%
13500 | 77.1% | 77.08% | 77.09% | 77.1% | 61.11% | 74.87%
13600 | 76.94% | 76.92% | 76.92% | 76.93% | 60.91% | 74.69%
13700 | 76.78% | 76.75% | 76.75% | 76.76% | 60.7% | 74.52%
13800 | 76.61% | 76.58% | 76.57% | 76.59% | 60.49% | 74.35%
13900 | 76.44% | 76.41% | 76.4% | 76.41% | 60.29% | 74.17%
14000 | 76.27% | 76.24% | 76.23% | 76.24% | 60.09% | 73.99%
14100 | 76.09% | 76.07% | 76.05% | 76.07% | 59.89% | 73.81%
14200 | 75.92% | 75.89% | 75.88% | 75.9% | 59.69% | 73.63%
14300 | 75.75% | 75.72% | 75.7% | 75.73% | 59.48% | 73.45%
14400 | 75.57% | 75.54% | 75.53% | 75.55% | 59.26% | 73.27%
14500 | 75.4% | 75.37% | 75.35% | 75.38% | 59.06% | 73.09%
14600 | 75.22% | 75.2% | 75.18% | 75.21% | 58.85% | 72.91%
14700 | 75.05% | 75.02% | 75% | 75.03% | 58.64% | 72.73%
14800 | 74.88% | 74.84% | 74.82% | 74.86% | 58.44% | 72.55%
14900 | 74.7% | 74.66% | 74.65% | 74.68% | 58.22% | 72.37%
15000 | 74.53% | 74.48% | 74.47% | 74.5% | 58.01% | 72.19%
15100 | 74.35% | 74.3% | 74.29% | 74.32% | 57.8% | 72%
15200 | 74.17% | 74.13% | 74.11% | 74.15% | 57.59% | 71.81%
15300 | 74% | 73.95% | 73.93% | 73.97% | 57.37% | 71.63%
15400 | 73.82% | 73.77% | 73.75% | 73.79% | 57.15% | 71.44%
15500 | 73.64% | 73.6% | 73.57% | 73.61% | 56.93% | 71.25%
15600 | 73.46% | 73.42% | 73.39% | 73.43% | 56.72% | 71.07%
15700 | 73.28% | 73.24% | 73.21% | 73.24% | 56.5% | 70.88%
15800 | 73.1% | 73.06% | 73.03% | 73.06% | 56.28% | 70.69%
15900 | 72.92% | 72.87% | 72.84% | 72.87% | 56.06% | 70.5%
16000 | 72.74% | 72.69% | 72.66% | 72.69% | 55.84% | 70.31%
16100 | 72.55% | 72.5% | 72.47% | 72.5% | 55.62% | 70.12%
16200 | 72.36% | 72.31% | 72.29% | 72.32% | 55.39% | 69.93%
16300 | 72.18% | 72.12% | 72.11% | 72.13% | 55.17% | 69.75%
16400 | 72% | 71.93% | 71.93% | 71.95% | 54.95% | 69.56%
16500 | 71.81% | 71.74% | 71.75% | 71.77% | 54.74% | 69.36%
16600 | 71.63% | 71.57% | 71.56% | 71.59% | 54.52% | 69.17%
16700 | 71.45% | 71.39% | 71.38% | 71.4% | 54.29% | 68.98%
16800 | 71.26% | 71.2% | 71.19% | 71.21% | 54.07% | 68.79%
16900 | 71.07% | 71.02% | 71.01% | 71.02% | 53.84% | 68.6%
17000 | 70.88% | 70.83% | 70.83% | 70.83% | 53.62% | 68.41%
17100 | 70.7% | 70.64% | 70.64% | 70.65% | 53.39% | 68.23%
17200 | 70.51% | 70.45% | 70.46% | 70.47% | 53.17% | 68.05%
17300 | 70.32% | 70.26% | 70.26% | 70.29% | 52.95% | 67.86%
17400 | 70.13% | 70.07% | 70.07% | 70.1% | 52.73% | 67.67%
17500 | 69.94% | 69.89% | 69.88% | 69.91% | 52.52% | 67.48%
17600 | 69.76% | 69.7% | 69.69% | 69.73% | 52.3% | 67.29%
17700 | 69.56% | 69.51% | 69.5% | 69.54% | 52.08% | 67.1%
17800 | 69.37% | 69.31% | 69.31% | 69.35% | 51.85% | 66.9%
17900 | 69.19% | 69.12% | 69.13% | 69.16% | 51.62% | 66.71%
18000 | 69% | 68.93% | 68.93% | 68.96% | 51.39% | 66.51%
18100 | 68.8% | 68.74% | 68.74% | 68.76% | 51.17% | 66.31%
18200 | 68.61% | 68.55% | 68.55% | 68.57% | 50.96% | 66.11%
18300 | 68.42% | 68.36% | 68.36% | 68.37% | 50.74% | 65.91%
18400 | 68.23% | 68.17% | 68.16% | 68.18% | 50.53% | 65.72%
18500 | 68.03% | 67.99% | 67.97% | 67.98% | 50.32% | 65.52%
18600 | 67.83% | 67.8% | 67.77% | 67.8% | 50.1% | 65.32%
18700 | 67.64% | 67.61% | 67.58% | 67.61% | 49.89% | 65.12%
18800 | 67.45% | 67.41% | 67.4% | 67.41% | 49.68% | 64.91%
18900 | 67.25% | 67.23% | 67.21% | 67.23% | 49.45% | 64.71%
19000 | 67.05% | 67.03% | 67.02% | 67.04% | 49.23% | 64.5%
19100 | 66.86% | 66.83% | 66.84% | 66.85% | 49.01% | 64.3%
19200 | 66.67% | 66.64% | 66.65% | 66.66% | 48.77% | 64.1%
19300 | 66.48% | 66.44% | 66.47% | 66.46% | 48.55% | 63.9%
19400 | 66.29% | 66.25% | 66.28% | 66.27% | 48.32% | 63.7%
19500 | 66.1% | 66.06% | 66.09% | 66.08% | 48.09% | 63.5%
19600 | 65.92% | 65.86% | 65.9% | 65.89% | 47.88% | 63.29%
19700 | 65.72% | 65.66% | 65.7% | 65.69% | 47.65% | 63.09%
19800 | 65.53% | 65.47% | 65.51% | 65.49% | 47.43% | 62.89%
19900 | 65.34% | 65.27% | 65.31% | 65.29% | 47.2% | 62.69%
20000 | 65.15% | 65.07% | 65.11% | 65.08% | 46.97% | 62.5%
20100 | 64.95% | 64.86% | 64.91% | 64.88% | 46.73% | 62.29%
20200 | 64.76% | 64.66% | 64.71% | 64.68% | 46.49% | 62.09%
20300 | 64.55% | 64.47% | 64.5% | 64.47% | 46.26% | 61.89%
20400 | 64.34% | 64.27% | 64.3% | 64.27% | 46.04% | 61.68%
20500 | 64.15% | 64.07% | 64.1% | 64.07% | 45.81% | 61.48%
20600 | 63.94% | 63.86% | 63.9% | 63.87% | 45.57% | 61.28%
20700 | 63.74% | 63.66% | 63.7% | 63.68% | 45.33% | 61.07%
20800 | 63.54% | 63.46% | 63.49% | 63.47% | 45.09% | 60.86%
20900 | 63.33% | 63.26% | 63.28% | 63.27% | 44.87% | 60.65%
21000 | 63.13% | 63.06% | 63.07% | 63.07% | 44.63% | 60.45%
21100 | 62.92% | 62.86% | 62.86% | 62.87% | 44.39% | 60.24%
21200 | 62.72% | 62.66% | 62.66% | 62.66% | 44.14% | 60.03%
21300 | 62.51% | 62.45% | 62.46% | 62.46% | 43.9% | 59.83%
21400 | 62.3% | 62.25% | 62.25% | 62.25% | 43.66% | 59.62%
21500 | 62.09% | 62.05% | 62.04% | 62.05% | 43.42% | 59.42%
21600 | 61.89% | 61.84% | 61.83% | 61.84% | 43.18% | 59.22%
21700 | 61.69% | 61.63% | 61.62% | 61.63% | 42.92% | 59.03%
21800 | 61.48% | 61.42% | 61.42% | 61.42% | 42.67% | 58.82%
21900 | 61.27% | 61.22% | 61.21% | 61.21% | 42.43% | 58.62%
22000 | 61.06% | 61.02% | 61.01% | 61.01% | 42.17% | 58.41%
22100 | 60.86% | 60.81% | 60.8% | 60.81% | 41.92% | 58.21%
22200 | 60.65% | 60.6% | 60.59% | 60.6% | 41.66% | 58.01%
22300 | 60.44% | 60.4% | 60.39% | 60.4% | 41.4% | 57.8%
22400 | 60.24% | 60.19% | 60.19% | 60.19% | 41.14% | 57.59%
22500 | 60.04% | 59.99% | 59.99% | 59.99% | 40.88% | 57.38%
22600 | 59.83% | 59.78% | 59.79% | 59.79% | 40.62% | 57.17%
22700 | 59.63% | 59.59% | 59.59% | 59.59% | 40.37% | 56.96%
22800 | 59.43% | 59.38% | 59.39% | 59.39% | 40.12% | 56.74%
22900 | 59.22% | 59.18% | 59.19% | 59.19% | 39.86% | 56.52%
23000 | 59.02% | 58.98% | 58.98% | 58.99% | 39.61% | 56.31%
23100 | 58.82% | 58.77% | 58.78% | 58.79% | 39.36% | 56.09%
23200 | 58.62% | 58.57% | 58.57% | 58.59% | 39.12% | 55.87%
23300 | 58.42% | 58.37% | 58.36% | 58.38% | 38.87% | 55.66%
23400 | 58.22% | 58.16% | 58.16% | 58.19% | 38.62% | 55.45%
23500 | 58.02% | 57.96% | 57.96% | 57.98% | 38.36% | 55.23%
23600 | 57.8% | 57.74% | 57.75% | 57.77% | 38.12% | 55%
23700 | 57.6% | 57.53% | 57.54% | 57.56% | 37.87% | 54.79%
23800 | 57.38% | 57.32% | 57.33% | 57.35% | 37.62% | 54.58%
23900 | 57.17% | 57.11% | 57.13% | 57.13% | 37.39% | 54.36%
24000 | 56.96% | 56.91% | 56.91% | 56.92% | 37.15% | 54.14%
24100 | 56.75% | 56.69% | 56.7% | 56.7% | 36.91% | 53.92%
24200 | 56.53% | 56.48% | 56.49% | 56.48% | 36.66% | 53.7%
24300 | 56.31% | 56.26% | 56.27% | 56.26% | 36.4% | 53.49%
24400 | 56.09% | 56.04% | 56.06% | 56.04% | 36.13% | 53.26%
24500 | 55.88% | 55.82% | 55.83% | 55.82% | 35.86% | 53.04%
24600 | 55.66% | 55.6% | 55.61% | 55.6% | 35.6% | 52.83%
24700 | 55.44% | 55.37% | 55.39% | 55.38% | 35.34% | 52.61%
24800 | 55.22% | 55.16% | 55.17% | 55.16% | 35.09% | 52.38%
24900 | 55% | 54.94% | 54.95% | 54.94% | 34.83% | 52.16%
25000 | 54.78% | 54.72% | 54.72% | 54.72% | 34.57% | 51.94%
25100 | 54.56% | 54.49% | 54.5% | 54.5% | 34.33% | 51.72%
25200 | 54.33% | 54.27% | 54.28% | 54.28% | 34.07% | 51.5%
25300 | 54.1% | 54.05% | 54.07% | 54.06% | 33.81% | 51.28%
25400 | 53.88% | 53.82% | 53.84% | 53.85% | 33.54% | 51.06%
25500 | 53.66% | 53.6% | 53.61% | 53.63% | 33.28% | 50.84%
25600 | 53.44% | 53.39% | 53.4% | 53.41% | 33.02% | 50.62%
25700 | 53.22% | 53.16% | 53.17% | 53.19% | 32.75% | 50.4%
25800 | 53% | 52.94% | 52.95% | 52.98% | 32.48% | 50.18%
25900 | 52.78% | 52.72% | 52.73% | 52.76% | 32.2% | 49.95%
26000 | 52.56% | 52.5% | 52.51% | 52.54% | 31.93% | 49.72%
26100 | 52.34% | 52.28% | 52.29% | 52.31% | 31.67% | 49.48%
26200 | 52.11% | 52.06% | 52.08% | 52.09% | 31.4% | 49.25%
26300 | 51.9% | 51.84% | 51.86% | 51.87% | 31.13% | 49.01%
26400 | 51.68% | 51.62% | 51.63% | 51.64% | 30.86% | 48.77%
26500 | 51.46% | 51.41% | 51.41% | 51.42% | 30.6% | 48.53%
26600 | 51.24% | 51.19% | 51.19% | 51.19% | 30.34% | 48.29%
26700 | 51.01% | 50.97% | 50.96% | 50.96% | 30.08% | 48.06%
26800 | 50.78% | 50.74% | 50.73% | 50.73% | 29.82% | 47.83%
26900 | 50.56% | 50.51% | 50.5% | 50.5% | 29.55% | 47.6%
27000 | 50.34% | 50.28% | 50.28% | 50.27% | 29.29% | 47.38%
27100 | 50.12% | 50.05% | 50.05% | 50.04% | 29.02% | 47.14%
27200 | 49.89% | 49.82% | 49.81% | 49.81% | 28.76% | 46.9%
27300 | 49.66% | 49.59% | 49.57% | 49.59% | 28.5% | 46.67%
27400 | 49.42% | 49.36% | 49.35% | 49.37% | 28.24% | 46.43%
27500 | 49.19% | 49.13% | 49.12% | 49.13% | 27.97% | 46.19%
27600 | 48.96% | 48.9% | 48.89% | 48.9% | 27.7% | 45.95%
27700 | 48.72% | 48.66% | 48.66% | 48.67% | 27.43% | 45.72%
27800 | 48.5% | 48.44% | 48.43% | 48.45% | 27.16% | 45.48%
27900 | 48.26% | 48.22% | 48.2% | 48.22% | 26.9% | 45.24%
28000 | 48.04% | 47.98% | 47.97% | 47.98% | 26.63% | 45.01%
28100 | 47.81% | 47.75% | 47.74% | 47.75% | 26.36% | 44.78%
28200 | 47.57% | 47.52% | 47.51% | 47.53% | 26.1% | 44.55%
28300 | 47.35% | 47.28% | 47.28% | 47.31% | 25.85% | 44.31%
28400 | 47.11% | 47.05% | 47.05% | 47.08% | 25.58% | 44.09%
28500 | 46.88% | 46.82% | 46.82% | 46.86% | 25.32% | 43.85%
28600 | 46.65% | 46.59% | 46.59% | 46.63% | 25.05% | 43.62%
28700 | 46.42% | 46.36% | 46.36% | 46.39% | 24.79% | 43.38%
28800 | 46.18% | 46.13% | 46.13% | 46.17% | 24.53% | 43.14%
28900 | 45.95% | 45.89% | 45.9% | 45.93% | 24.28% | 42.91%
29000 | 45.72% | 45.67% | 45.67% | 45.7% | 24.02% | 42.67%
29100 | 45.48% | 45.43% | 45.43% | 45.47% | 23.76% | 42.43%
29200 | 45.26% | 45.2% | 45.2% | 45.23% | 23.5% | 42.19%
29300 | 45.03% | 44.97% | 44.97% | 45% | 23.24% | 41.95%
29400 | 44.8% | 44.73% | 44.74% | 44.76% | 22.99% | 41.7%
29500 | 44.57% | 44.5% | 44.51% | 44.53% | 22.73% | 41.46%
29600 | 44.34% | 44.27% | 44.28% | 44.3% | 22.48% | 41.22%
29700 | 44.1% | 44.04% | 44.04% | 44.07% | 22.23% | 40.96%
29800 | 43.86% | 43.81% | 43.81% | 43.83% | 21.97% | 40.71%
29900 | 43.62% | 43.57% | 43.57% | 43.59% | 21.71% | 40.46%
30000 | 43.38% | 43.33% | 43.32% | 43.35% | 21.44% | 40.21%
30100 | 43.14% | 43.08% | 43.08% | 43.12% | 21.18% | 39.96%
30200 | 42.89% | 42.85% | 42.84% | 42.88% | 20.93% | 39.71%
30300 | 42.65% | 42.61% | 42.6% | 42.63% | 20.68% | 39.45%
30400 | 42.4% | 42.36% | 42.36% | 42.38% | 20.43% | 39.19%
30500 | 42.16% | 42.11% | 42.12% | 42.14% | 20.17% | 38.92%
30600 | 41.93% | 41.86% | 41.88% | 41.89% | 19.91% | 38.67%
30700 | 41.69% | 41.63% | 41.63% | 41.64% | 19.65% | 38.4%
30800 | 41.45% | 41.39% | 41.39% | 41.4% | 19.41% | 38.14%
30900 | 41.21% | 41.15% | 41.14% | 41.15% | 19.16% | 37.88%
31000 | 40.97% | 40.9% | 40.89% | 40.91% | 18.92% | 37.62%
31100 | 40.73% | 40.65% | 40.65% | 40.67% | 18.67% | 37.38%
31200 | 40.48% | 40.41% | 40.41% | 40.42% | 18.43% | 37.13%
31300 | 40.23% | 40.16% | 40.17% | 40.17% | 18.19% | 36.87%
31400 | 39.98% | 39.91% | 39.92% | 39.92% | 17.95% | 36.62%
31500 | 39.73% | 39.66% | 39.67% | 39.67% | 17.71% | 36.36%
31600 | 39.47% | 39.41% | 39.41% | 39.42% | 17.48% | 36.1%
31700 | 39.22% | 39.15% | 39.15% | 39.16% | 17.24% | 35.85%
31800 | 38.97% | 38.9% | 38.9% | 38.91% | 16.99% | 35.6%
31900 | 38.71% | 38.64% | 38.63% | 38.64% | 16.76% | 35.34%
32000 | 38.45% | 38.39% | 38.38% | 38.39% | 16.52% | 35.08%
32100 | 38.2% | 38.13% | 38.12% | 38.13% | 16.28% | 34.83%
32200 | 37.93% | 37.87% | 37.87% | 37.88% | 16.04% | 34.57%
32300 | 37.68% | 37.61% | 37.61% | 37.63% | 15.81% | 34.32%
32400 | 37.43% | 37.36% | 37.35% | 37.37% | 15.58% | 34.06%
32500 | 37.18% | 37.11% | 37.1% | 37.12% | 15.34% | 33.8%
32600 | 36.92% | 36.85% | 36.85% | 36.86% | 15.1% | 33.55%
32700 | 36.66% | 36.6% | 36.6% | 36.61% | 14.88% | 33.29%
32800 | 36.41% | 36.35% | 36.34% | 36.35% | 14.67% | 33.03%
32900 | 36.16% | 36.09% | 36.09% | 36.09% | 14.46% | 32.77%
33000 | 35.91% | 35.84% | 35.84% | 35.83% | 14.26% | 32.52%
33100 | 35.66% | 35.58% | 35.59% | 35.58% | 14.05% | 32.26%
33200 | 35.4% | 35.33% | 35.34% | 35.31% | 13.85% | 32%
33300 | 35.15% | 35.08% | 35.09% | 35.06% | 13.65% | 31.74%
33400 | 34.9% | 34.83% | 34.84% | 34.82% | 13.44% | 31.47%
33500 | 34.65% | 34.58% | 34.59% | 34.56% | 13.24% | 31.23%
33600 | 34.4% | 34.32% | 34.33% | 34.31% | 13.04% | 30.97%
33700 | 34.15% | 34.07% | 34.09% | 34.07% | 12.84% | 30.72%
33800 | 33.89% | 33.82% | 33.84% | 33.82% | 12.65% | 30.47%
33900 | 33.64% | 33.57% | 33.59% | 33.56% | 12.45% | 30.22%
34000 | 33.38% | 33.31% | 33.33% | 33.31% | 12.27% | 29.97%
34100 | 33.12% | 33.06% | 33.08% | 33.05% | 12.06% | 29.72%
34200 | 32.87% | 32.81% | 32.82% | 32.8% | 11.88% | 29.48%
34300 | 32.62% | 32.56% | 32.56% | 32.55% | 11.68% | 29.23%
34400 | 32.37% | 32.31% | 32.3% | 32.3% | 11.47% | 28.98%
34500 | 32.11% | 32.06% | 32.04% | 32.05% | 11.28% | 28.73%
34600 | 31.85% | 31.8% | 31.79% | 31.8% | 11.09% | 28.48%
34700 | 31.61% | 31.55% | 31.54% | 31.55% | 10.91% | 28.22%
34800 | 31.36% | 31.3% | 31.28% | 31.3% | 10.73% | 27.97%
34900 | 31.1% | 31.05% | 31.02% | 31.05% | 10.54% | 27.71%
35000 | 30.84% | 30.8% | 30.77% | 30.8% | 10.36% | 27.46%
35100 | 30.6% | 30.55% | 30.51% | 30.55% | 10.18% | 27.21%
35200 | 30.35% | 30.29% | 30.26% | 30.3% | 10.01% | 26.96%
35300 | 30.1% | 30.03% | 30% | 30.05% | 9.826% | 26.7%
35400 | 29.84% | 29.78% | 29.74% | 29.8% | 9.661% | 26.44%
35500 | 29.59% | 29.52% | 29.49% | 29.55% | 9.498% | 26.2%
35600 | 29.33% | 29.27% | 29.24% | 29.31% | 9.339% | 25.95%
35700 | 29.08% | 29.02% | 28.98% | 29.05% | 9.172% | 25.7%
35800 | 28.83% | 28.76% | 28.72% | 28.79% | 8.994% | 25.45%
35900 | 28.57% | 28.5% | 28.47% | 28.53% | 8.833% | 25.2%
36000 | 28.31% | 28.25% | 28.21% | 28.26% | 8.677% | 24.95%
36100 | 28.06% | 27.99% | 27.96% | 28.01% | 8.522% | 24.71%
36200 | 27.8% | 27.72% | 27.69% | 27.75% | 8.375% | 24.46%
36300 | 27.55% | 27.46% | 27.44% | 27.49% | 8.226% | 24.22%
36400 | 27.29% | 27.2% | 27.19% | 27.23% | 8.067% | 23.98%
36500 | 27.04% | 26.95% | 26.94% | 26.97% | 7.915% | 23.74%
36600 | 26.79% | 26.69% | 26.7% | 26.72% | 7.77% | 23.49%
36700 | 26.54% | 26.44% | 26.44% | 26.47% | 7.611% | 23.25%
36800 | 26.29% | 26.2% | 26.2% | 26.22% | 7.456% | 23.01%
36900 | 26.05% | 25.95% | 25.96% | 25.97% | 7.311% | 22.78%
37000 | 25.81% | 25.7% | 25.72% | 25.72% | 7.162% | 22.55%
37100 | 25.56% | 25.46% | 25.48% | 25.48% | 7.018% | 22.31%
37200 | 25.32% | 25.21% | 25.23% | 25.23% | 6.873% | 22.09%
37300 | 25.07% | 24.97% | 24.98% | 24.99% | 6.729% | 21.86%
37400 | 24.82% | 24.74% | 24.74% | 24.75% | 6.59% | 21.63%
37500 | 24.59% | 24.51% | 24.51% | 24.51% | 6.455% | 21.41%
37600 | 24.35% | 24.27% | 24.27% | 24.27% | 6.323% | 21.19%
37700 | 24.12% | 24.04% | 24.04% | 24.04% | 6.191% | 20.97%
37800 | 23.88% | 23.8% | 23.8% | 23.8% | 6.059% | 20.75%
37900 | 23.66% | 23.57% | 23.57% | 23.58% | 5.93% | 20.53%
38000 | 23.43% | 23.34% | 23.34% | 23.35% | 5.808% | 20.3%
38100 | 23.2% | 23.11% | 23.11% | 23.12% | 5.688% | 20.07%
38200 | 22.97% | 22.87% | 22.88% | 22.89% | 5.562% | 19.84%
38300 | 22.74% | 22.65% | 22.65% | 22.66% | 5.439% | 19.6%
38400 | 22.51% | 22.42% | 22.42% | 22.43% | 5.328% | 19.37%
38500 | 22.28% | 22.19% | 22.19% | 22.2% | 5.22% | 19.14%
38600 | 22.05% | 21.97% | 21.96% | 21.97% | 5.103% | 18.92%
38700 | 21.81% | 21.74% | 21.74% | 21.75% | 4.984% | 18.69%
38800 | 21.59% | 21.52% | 21.52% | 21.52% | 4.863% | 18.48%
38900 | 21.37% | 21.3% | 21.28% | 21.3% | 4.744% | 18.25%
39000 | 21.15% | 21.07% | 21.06% | 21.08% | 4.634% | 18.03%
39100 | 20.93% | 20.84% | 20.83% | 20.86% | 4.529% | 17.81%
39200 | 20.71% | 20.62% | 20.61% | 20.64% | 4.422% | 17.6%
39300 | 20.49% | 20.39% | 20.39% | 20.41% | 4.31% | 17.39%
39400 | 20.26% | 20.17% | 20.17% | 20.2% | 4.212% | 17.18%
39500 | 20.04% | 19.95% | 19.95% | 19.97% | 4.122% | 16.97%
39600 | 19.82% | 19.73% | 19.74% | 19.75% | 4.028% | 16.76%
39700 | 19.6% | 19.52% | 19.52% | 19.53% | 3.936% | 16.55%
39800 | 19.39% | 19.31% | 19.3% | 19.31% | 3.847% | 16.34%
39900 | 19.19% | 19.09% | 19.09% | 19.1% | 3.752% | 16.13%
40000 | 18.98% | 18.89% | 18.88% | 18.88% | 3.659% | 15.93%
40100 | 18.76% | 18.68% | 18.66% | 18.66% | 3.573% | 15.73%
40200 | 18.55% | 18.47% | 18.45% | 18.45% | 3.487% | 15.53%
40300 | 18.33% | 18.26% | 18.23% | 18.24% | 3.397% | 15.33%
40400 | 18.12% | 18.05% | 18.01% | 18.02% | 3.304% | 15.13%
40500 | 17.9% | 17.82% | 17.8% | 17.81% | 3.213% | 14.93%
40600 | 17.68% | 17.61% | 17.59% | 17.59% | 3.129% | 14.73%
40700 | 17.46% | 17.4% | 17.38% | 17.38% | 3.04% | 14.53%
40800 | 17.25% | 17.19% | 17.17% | 17.18% | 2.954% | 14.34%
40900 | 17.04% | 16.98% | 16.96% | 16.97% | 2.872% | 14.14%
41000 | 16.83% | 16.77% | 16.75% | 16.76% | 2.791% | 13.95%
41100 | 16.62% | 16.56% | 16.54% | 16.56% | 2.719% | 13.75%
41200 | 16.41% | 16.34% | 16.34% | 16.36% | 2.646% | 13.57%
41300 | 16.21% | 16.14% | 16.13% | 16.16% | 2.581% | 13.38%
41400 | 16.01% | 15.93% | 15.93% | 15.95% | 2.513% | 13.19%
41500 | 15.81% | 15.73% | 15.72% | 15.75% | 2.446% | 13.01%
41600 | 15.62% | 15.53% | 15.53% | 15.55% | 2.381% | 12.81%
41700 | 15.42% | 15.34% | 15.34% | 15.36% | 2.316% | 12.63%
41800 | 15.22% | 15.14% | 15.15% | 15.16% | 2.248% | 12.45%
41900 | 15.03% | 14.95% | 14.96% | 14.97% | 2.191% | 12.27%
42000 | 14.84% | 14.76% | 14.77% | 14.77% | 2.132% | 12.09%
42100 | 14.66% | 14.57% | 14.58% | 14.58% | 2.076% | 11.91%
42200 | 14.47% | 14.38% | 14.4% | 14.39% | 2.024% | 11.74%
42300 | 14.29% | 14.19% | 14.21% | 14.2% | 1.963% | 11.58%
42400 | 14.1% | 14% | 14.02% | 14.01% | 1.909% | 11.41%
42500 | 13.92% | 13.82% | 13.84% | 13.83% | 1.852% | 11.24%
42600 | 13.73% | 13.63% | 13.66% | 13.65% | 1.802% | 11.07%
42700 | 13.55% | 13.45% | 13.47% | 13.46% | 1.747% | 10.91%
42800 | 13.37% | 13.27% | 13.28% | 13.28% | 1.694% | 10.74%
42900 | 13.18% | 13.09% | 13.1% | 13.1% | 1.646% | 10.58%
43000 | 13% | 12.91% | 12.92% | 12.92% | 1.599% | 10.42%
43100 | 12.82% | 12.73% | 12.73% | 12.74% | 1.553% | 10.25%
43200 | 12.64% | 12.56% | 12.55% | 12.56% | 1.503% | 10.09%
43300 | 12.46% | 12.38% | 12.37% | 12.38% | 1.452% | 9.924%
43400 | 12.28% | 12.2% | 12.19% | 12.19% | 1.406% | 9.768%
43500 | 12.09% | 12.02% | 12.01% | 12.01% | 1.363% | 9.612%
43600 | 11.92% | 11.86% | 11.83% | 11.84% | 1.324% | 9.461%
43700 | 11.74% | 11.68% | 11.66% | 11.66% | 1.287% | 9.316%
43800 | 11.57% | 11.51% | 11.48% | 11.49% | 1.247% | 9.164%
43900 | 11.4% | 11.33% | 11.32% | 11.31% | 1.208% | 9.016%
44000 | 11.23% | 11.17% | 11.15% | 11.14% | 1.165% | 8.869%
44100 | 11.07% | 11.01% | 10.98% | 10.97% | 1.128% | 8.727%
44200 | 10.9% | 10.84% | 10.81% | 10.81% | 1.093% | 8.587%
44300 | 10.74% | 10.68% | 10.64% | 10.65% | 1.055% | 8.443%
44400 | 10.57% | 10.51% | 10.48% | 10.49% | 1.019% | 8.303%
44500 | 10.41% | 10.35% | 10.32% | 10.33% | 0.9863% | 8.159%
44600 | 10.25% | 10.19% | 10.17% | 10.18% | 0.9537% | 8.019%
44700 | 10.09% | 10.03% | 10.01% | 10.02% | 0.9183% | 7.881%
44800 | 9.936% | 9.876% | 9.857% | 9.858% | 0.8886% | 7.747%
44900 | 9.784% | 9.713% | 9.695% | 9.706% | 0.8602% | 7.62%
45000 | 9.631% | 9.563% | 9.541% | 9.552% | 0.8308% | 7.492%
45100 | 9.476% | 9.416% | 9.391% | 9.4% | 0.7949% | 7.368%
45200 | 9.326% | 9.265% | 9.24% | 9.249% | 0.7665% | 7.24%
45300 | 9.175% | 9.12% | 9.088% | 9.092% | 0.7399% | 7.112%
45400 | 9.022% | 8.97% | 8.942% | 8.945% | 0.7145% | 6.993%
45500 | 8.878% | 8.827% | 8.796% | 8.806% | 0.687% | 6.872%
45600 | 8.729% | 8.68% | 8.658% | 8.66% | 0.6651% | 6.748%
45700 | 8.579% | 8.545% | 8.519% | 8.52% | 0.6454% | 6.631%
45800 | 8.43% | 8.409% | 8.379% | 8.383% | 0.6206% | 6.513%
45900 | 8.293% | 8.27% | 8.243% | 8.245% | 0.5901% | 6.403%
46000 | 8.153% | 8.133% | 8.109% | 8.112% | 0.5662% | 6.292%
46100 | 8.018% | 8.004% | 7.977% | 7.983% | 0.5433% | 6.182%
46200 | 7.896% | 7.88% | 7.857% | 7.86% | 0.5227% | 6.082%
46300 | 7.786% | 7.763% | 7.741% | 7.748% | 0.5005% | 5.988%
46400 | 7.68% | 7.646% | 7.632% | 7.636% | 0.4819% | 5.89%
46500 | 7.571% | 7.53% | 7.52% | 7.526% | 0.4673% | 5.793%
46600 | 7.462% | 7.413% | 7.412% | 7.414% | 0.452% | 5.703%
46700 | 7.36% | 7.303% | 7.302% | 7.302% | 0.4333% | 5.61%
46800 | 7.254% | 7.193% | 7.191% | 7.197% | 0.4153% | 5.525%
46900 | 7.149% | 7.088% | 7.086% | 7.093% | 0.3989% | 5.439%
47000 | 7.043% | 6.982% | 6.983% | 6.987% | 0.3812% | 5.355%
47100 | 6.937% | 6.879% | 6.884% | 6.882% | 0.3667% | 5.268%
47200 | 6.837% | 6.773% | 6.782% | 6.772% | 0.3524% | 5.181%
47300 | 6.735% | 6.671% | 6.68% | 6.664% | 0.3415% | 5.093%
47400 | 6.634% | 6.566% | 6.578% | 6.562% | 0.3304% | 5.004%
47500 | 6.533% | 6.466% | 6.478% | 6.457% | 0.3182% | 4.921%
47600 | 6.436% | 6.361% | 6.38% | 6.353% | 0.3053% | 4.839%
47700 | 6.34% | 6.259% | 6.281% | 6.25% | 0.295% | 4.751%
47800 | 6.242% | 6.162% | 6.179% | 6.149% | 0.284% | 4.671%
47900 | 6.151% | 6.064% | 6.08% | 6.054% | 0.2708% | 4.589%
48000 | 6.058% | 5.969% | 5.981% | 5.958% | 0.2575% | 4.51%
48100 | 5.961% | 5.876% | 5.886% | 5.861% | 0.246% | 4.433%
48200 | 5.87% | 5.786% | 5.792% | 5.772% | 0.2369% | 4.356%
48300 | 5.776% | 5.692% | 5.695% | 5.683% | 0.2276% | 4.282%
48400 | 5.681% | 5.602% | 5.6% | 5.594% | 0.2182% | 4.209%
48500 | 5.593% | 5.515% | 5.506% | 5.502% | 0.2074% | 4.13%
48600 | 5.507% | 5.427% | 5.415% | 5.417% | 0.1952% | 4.05%
48700 | 5.424% | 5.343% | 5.325% | 5.33% | 0.1849% | 3.974%
48800 | 5.346% | 5.255% | 5.239% | 5.243% | 0.1768% | 3.899%
48900 | 5.263% | 5.171% | 5.153% | 5.153% | 0.1687% | 3.827%
49000 | 5.179% | 5.084% | 5.069% | 5.067% | 0.16% | 3.757%
49100 | 5.101% | 4.999% | 4.988% | 4.985% | 0.151% | 3.688%
49200 | 5.028% | 4.918% | 4.903% | 4.899% | 0.1428% | 3.621%
49300 | 4.953% | 4.839% | 4.82% | 4.819% | 0.1372% | 3.554%
49400 | 4.878% | 4.757% | 4.737% | 4.738% | 0.1304% | 3.484%
49500 | 4.802% | 4.676% | 4.661% | 4.658% | 0.1258% | 3.416%
49600 | 4.728% | 4.6% | 4.579% | 4.58% | 0.1212% | 3.347%
49700 | 4.66% | 4.524% | 4.497% | 4.504% | 0.1157% | 3.279%
49800 | 4.588% | 4.45% | 4.423% | 4.427% | 0.1103% | 3.213%
49900 | 4.522% | 4.373% | 4.345% | 4.35% | 0.1017% | 3.146%
50000 | 4.453% | 4.298% | 4.265% | 4.274% | 0.09671% | 3.08%
50100 | 4.384% | 4.222% | 4.19% | 4.197% | 0.09092% | 3.013%
50200 | 4.321% | 4.15% | 4.114% | 4.121% | 0.08642% | 2.949%
50300 | 4.256% | 4.08% | 4.04% | 4.048% | 0.07954% | 2.887%
50400 | 4.193% | 4.012% | 3.97% | 3.976% | 0.07388% | 2.826%
50500 | 4.135% | 3.941% | 3.898% | 3.904% | 0.06739% | 2.766%
50600 | 4.072% | 3.869% | 3.829% | 3.839% | 0.06166% | 2.704%
50700 | 4.011% | 3.798% | 3.76% | 3.769% | 0.05491% | 2.648%
50800 | 3.955% | 3.733% | 3.69% | 3.703% | 0.04874% | 2.591%
50900 | 3.901% | 3.662% | 3.621% | 3.632% | 0.0443% | 2.534%
51000 | 3.85% | 3.596% | 3.555% | 3.564% | 0.04077% | 2.48%
51100 | 3.802% | 3.528% | 3.489% | 3.497% | 0.03781% | 2.426%
51200 | 3.752% | 3.464% | 3.425% | 3.431% | 0.0344% | 2.375%
51300 | 3.705% | 3.401% | 3.36% | 3.37% | 0.03234% | 2.329%
51400 | 3.656% | 3.341% | 3.297% | 3.304% | 0.03016% | 2.278%
51500 | 3.608% | 3.279% | 3.234% | 3.242% | 0.02829% | 2.227%
51600 | 3.56% | 3.216% | 3.172% | 3.182% | 0.02469% | 2.181%
51700 | 3.513% | 3.155% | 3.111% | 3.12% | 0.02263% | 2.132%
51800 | 3.465% | 3.097% | 3.049% | 3.061% | 0.0209% | 2.086%
51900 | 3.413% | 3.044% | 2.99% | 2.999% | 0.02013% | 2.039%
52000 | 3.312% | 2.989% | 2.932% | 2.942% | 0.01942% | 1.992%
52100 | 3.15% | 2.933% | 2.876% | 2.883% | 0.01833% | 1.947%
52200 | 2.996% | 2.884% | 2.818% | 2.824% | 0.01768% | 1.902%
52300 | 2.858% | 2.83% | 2.763% | 2.766% | 0.01665% | 1.858%
52400 | 2.734% | 2.78% | 2.711% | 2.707% | 0.01562% | 1.814%
52500 | 2.618% | 2.735% | 2.66% | 2.648% | 0.01485% | 1.769%
52600 | 2.507% | 2.688% | 2.608% | 2.591% | 0.01325% | 1.728%
52700 | 2.404% | 2.64% | 2.558% | 2.539% | 0.01157% | 1.687%
52800 | 2.298% | 2.594% | 2.507% | 2.488% | 0.011% | 1.644%
52900 | 2.194% | 2.549% | 2.455% | 2.435% | 0.01003% | 1.604%
53000 | 2.093% | 2.504% | 2.405% | 2.385% | 0.008873% | 1.566%
53100 | 2% | 2.46% | 2.355% | 2.332% | 0.008488% | 1.529%
53200 | 1.906% | 2.419% | 2.307% | 2.282% | 0.007587% | 1.495%
53300 | 1.813% | 2.376% | 2.259% | 2.234% | 0.007137% | 1.458%
53400 | 1.726% | 2.338% | 2.213% | 2.184% | 0.006301% | 1.423%
53500 | 1.638% | 2.301% | 2.165% | 2.137% | 0.005465% | 1.392%
53600 | 1.556% | 2.263% | 2.121% | 2.092% | 0.003665% | 1.358%
53700 | 1.482% | 2.224% | 2.075% | 2.048% | 0.003472% | 1.328%
53800 | 1.41% | 2.189% | 2.027% | 2.004% | 0.003344% | 1.296%
53900 | 1.34% | 2.153% | 1.982% | 1.96% | 0.003151% | 1.263%
54000 | 1.273% | 2.12% | 1.94% | 1.912% | 0.003022% | 1.235%
54100 | 1.213% | 2.086% | 1.896% | 1.869% | 0.002893% | 1.206%
54200 | 1.156% | 2.054% | 1.856% | 1.826% | 0.002765% | 1.181%
54300 | 1.103% | 2.021% | 1.817% | 1.781% | 0.00225% | 1.155%
54400 | 1.051% | 1.989% | 1.776% | 1.739% | 0% | 1.128%
54500 | 1% | 1.957% | 1.735% | 1.697% | 0% | 1.103%
54600 | 0.9484% | 1.922% | 1.696% | 1.658% | 0% | 1.078%
54700 | 0.8942% | 1.892% | 1.659% | 1.619% | 0% | 1.054%
54800 | 0.8414% | 1.855% | 1.625% | 1.584% | 0% | 1.028%
54900 | 0.7985% | 1.776% | 1.59% | 1.548% | 0% | 1.003%
55000 | 0.7619% | 1.661% | 1.555% | 1.514% | 0% | 0.9792%
55100 | 0.726% | 1.552% | 1.522% | 1.479% | 0% | 0.9569%
55200 | 0.7009% | 1.463% | 1.487% | 1.447% | 0% | 0.9319%
55300 | 0.6802% | 1.381% | 1.453% | 1.416% | 0% | 0.9095%
55400 | 0.6627% | 1.308% | 1.423% | 1.386% | 0% | 0.887%
55500 | 0.6435% | 1.239% | 1.393% | 1.356% | 0% | 0.8661%
55600 | 0.625% | 1.173% | 1.366% | 1.325% | 0% | 0.8463%
55700 | 0.6052% | 1.109% | 1.339% | 1.293% | 0% | 0.8261%
55800 | 0.5842% | 1.048% | 1.315% | 1.263% | 0% | 0.8054%
55900 | 0.5635% | 0.9949% | 1.292% | 1.232% | 0% | 0.7867%
56000 | 0.543% | 0.9427% | 1.267% | 1.205% | 0% | 0.7677%
56100 | 0.5246% | 0.8922% | 1.245% | 1.177% | 0% | 0.7505%
56200 | 0.5047% | 0.8414% | 1.224% | 1.152% | 0% | 0.7335%
56300 | 0.4853% | 0.7948% | 1.205% | 1.128% | 0% | 0.7148%
56400 | 0.4669% | 0.744% | 1.185% | 1.104% | 0% | 0.6969%
56500 | 0.4498% | 0.6966% | 1.167% | 1.081% | 0% | 0.6767%
56600 | 0.4306% | 0.6521% | 1.149% | 1.058% | 0% | 0.6589%
56700 | 0.4124% | 0.6078% | 1.134% | 1.035% | 0% | 0.6415%
56800 | 0.3934% | 0.5673% | 1.117% | 1.014% | 0% | 0.6251%
56900 | 0.3758% | 0.5269% | 1.101% | 0.9947% | 0% | 0.6084%
57000 | 0.3584% | 0.4884% | 1.084% | 0.9724% | 0% | 0.5934%
57100 | 0.343% | 0.45% | 1.07% | 0.9525% | 0% | 0.577%
57200 | 0.3281% | 0.4172% | 1.055% | 0.9337% | 0% | 0.5613%
57300 | 0.3139% | 0.3877% | 1.039% | 0.9148% | 0% | 0.5466%
57400 | 0.3025% | 0.3608% | 1.023% | 0.8963% | 0% | 0.5294%
57500 | 0.2894% | 0.3349% | 1.004% | 0.8769% | 0% | 0.5145%
57600 | 0.2765% | 0.3164% | 0.9588% | 0.8582% | 0% | 0.5002%
57700 | 0.2652% | 0.3018% | 0.8904% | 0.8392% | 0% | 0.4835%
57800 | 0.2556% | 0.2889% | 0.8212% | 0.8218% | 0% | 0.4682%
57900 | 0.2445% | 0.2782% | 0.7584% | 0.8041% | 0% | 0.4531%
58000 | 0.2349% | 0.2675% | 0.7026% | 0.7881% | 0% | 0.4374%
58100 | 0.2234% | 0.2554% | 0.6478% | 0.773% | 0% | 0.4255%
58200 | 0.2136% | 0.2434% | 0.5994% | 0.7589% | 0% | 0.4127%
58300 | 0.2052% | 0.2338% | 0.5515% | 0.745% | 0% | 0.3992%
58400 | 0.1967% | 0.2224% | 0.5098% | 0.7312% | 0% | 0.3882%
58500 | 0.1878% | 0.2103% | 0.4747% | 0.7191% | 0% | 0.3771%
58600 | 0.1779% | 0.2004% | 0.4361% | 0.7051% | 0% | 0.3655%
58700 | 0.169% | 0.1892% | 0.3963% | 0.6927% | 0% | 0.3568%
58800 | 0.1602% | 0.179% | 0.3585% | 0.6813% | 0% | 0.3454%
58900 | 0.1511% | 0.1717% | 0.3227% | 0.6704% | 0% | 0.3349%
59000 | 0.1419% | 0.1635% | 0.2888% | 0.6582% | 0% | 0.3267%
59100 | 0.1331% | 0.1565% | 0.2604% | 0.6455% | 0% | 0.3167%
59200 | 0.1253% | 0.1483% | 0.2332% | 0.633% | 0% | 0.3077%
59300 | 0.1183% | 0.1385% | 0.206% | 0.6223% | 0% | 0.2987%
59400 | 0.1099% | 0.1292% | 0.1851% | 0.6127% | 0% | 0.2901%
59500 | 0.1021% | 0.1214% | 0.1658% | 0.6013% | 0% | 0.2794%
59600 | 0.09472% | 0.1143% | 0.151% | 0.5903% | 0% | 0.2702%
59700 | 0.08938% | 0.1073% | 0.1374% | 0.5757% | 0% | 0.2622%
59800 | 0.08398% | 0.1004% | 0.1276% | 0.5391% | 0% | 0.2521%
59900 | 0.07851% | 0.09336% | 0.1206% | 0.4843% | 0% | 0.2435%
60000 | 0.07491% | 0.08681% | 0.1136% | 0.4349% | 0% | 0.2341%
60100 | 0.07125% | 0.08243% | 0.1063% | 0.3908% | 0% | 0.227%
60200 | 0.06726% | 0.07748% | 0.09896% | 0.3498% | 0% | 0.2188%
60300 | 0.06411% | 0.07311% | 0.09189% | 0.3106% | 0% | 0.21%
60400 | 0.06051% | 0.06957% | 0.08449% | 0.2753% | 0% | 0.2038%
60500 | 0.05729% | 0.06565% | 0.0778% | 0.2431% | 0% | 0.1959%
60600 | 0.05401% | 0.06205% | 0.07362% | 0.2115% | 0% | 0.1886%
60700 | 0.04977% | 0.05948% | 0.0697% | 0.1849% | 0% | 0.1813%
60800 | 0.04681% | 0.05613% | 0.06572% | 0.1623% | 0% | 0.1746%
60900 | 0.04424% | 0.05273% | 0.06295% | 0.1404% | 0% | 0.1683%
61000 | 0.04231% | 0.04816% | 0.05903% | 0.122% | 0% | 0.1623%
61100 | 0.03948% | 0.04559% | 0.05594% | 0.1047% | 0% | 0.1561%
61200 | 0.03749% | 0.04411% | 0.0535% | 0.08899% | 0% | 0.1489%
61300 | 0.03588% | 0.04244% | 0.05035% | 0.07491% | 0% | 0.142%
61400 | 0.03408% | 0.04044% | 0.04778% | 0.06449% | 0% | 0.1357%
61500 | 0.03228% | 0.03929% | 0.0452% | 0.05755% | 0% | 0.1303%
61600 | 0.03042% | 0.03684% | 0.04315% | 0.05285% | 0% | 0.1249%
61700 | 0.02817% | 0.03356% | 0.04128% | 0.04983% | 0% | 0.1191%
61800 | 0.02662% | 0.03112% | 0.03852% | 0.04713% | 0% | 0.1146%
61900 | 0.02424% | 0.0281% | 0.03562% | 0.04398% | 0% | 0.1083%
62000 | 0.02244% | 0.02488% | 0.03324% | 0.04199% | 0% | 0.1033%
62100 | 0.02058% | 0.0227% | 0.03022% | 0.03954% | 0% | 0.09799%
62200 | 0.01903% | 0.01987% | 0.02836% | 0.03697% | 0% | 0.09317%
62300 | 0.01801% | 0.01839% | 0.02636% | 0.03466% | 0% | 0.08976%
62400 | 0.01698% | 0.01749% | 0.02418% | 0.03157% | 0% | 0.08629%
62500 | 0.01601% | 0.01659% | 0.02206% | 0.02913% | 0% | 0.0814%
62600 | 0.01524% | 0.01575% | 0.0198% | 0.0272% | 0% | 0.07716%
62700 | 0.01421% | 0.01517% | 0.01858% | 0.02527% | 0% | 0.07343%
62800 | 0.01331% | 0.01434% | 0.01736% | 0.02302% | 0% | 0.06874%
62900 | 0.01248% | 0.01357% | 0.01588% | 0.0209% | 0% | 0.06469%
63000 | 0.01106% | 0.0128% | 0.01479% | 0.0191% | 0% | 0.06147%
63100 | 0.009968% | 0.01215% | 0.01395% | 0.01736% | 0% | 0.05851%
63200 | 0.008875% | 0.01132% | 0.01325% | 0.01595% | 0% | 0.05607%
63300 | 0.007911% | 0.01022% | 0.01228% | 0.01479% | 0% | 0.05318%
63400 | 0.007332% | 0.009259% | 0.01112% | 0.01427% | 0% | 0.05073%
63500 | 0.006946% | 0.008552% | 0.01003% | 0.01267% | 0% | 0.04945%
63600 | 0.006496% | 0.007137% | 0.008938% | 0.011% | 0% | 0.04771%
63700 | 0.006367% | 0.006301% | 0.008102% | 0.009966% | 0% | 0.04591%
63800 | 0.005789% | 0.005851% | 0.006944% | 0.00868% | 0% | 0.04405%
63900 | 0.005339% | 0.005594% | 0.006301% | 0.007844% | 0% | 0.04257%
64000 | 0.004888% | 0.005208% | 0.005916% | 0.00733% | 0% | 0.04109%
64100 | 0.004438% | 0.00463% | 0.005723% | 0.006751% | 0% | 0.03987%
64200 | 0.003924% | 0.004051% | 0.005337% | 0.006237% | 0% | 0.03884%
64300 | 0.003345% | 0.003601% | 0.004951% | 0.005658% | 0% | 0.03736%
64400 | 0.002959% | 0.003086% | 0.00418% | 0.005015% | 0% | 0.03556%
64500 | 0.002574% | 0.002894% | 0.003858% | 0.003729% | 0% | 0.03408%
64600 | 0.002509% | 0.002701% | 0.003408% | 0.003215% | 0% | 0.03254%
64700 | 0.002188% | 0.002636% | 0.003151% | 0.0027% | 0% | 0.03119%
64800 | 0.001995% | 0.002251% | 0.002508% | 0.002186% | 0% | 0.02964%
64900 | 0.001866% | 0.001929% | 0.001929% | 0.001929% | 0% | 0.02855%
65000 | 0.001673% | 0% | 0% | 0.001607% | 0% | 0.02752%
65100 | 0% | 0% | 0% | 0% | 0% | 0.02675%
65200 | 0% | 0% | 0% | 0% | 0% | 0.02533%
65300 | 0% | 0% | 0% | 0% | 0% | 0.02392%
65400 | 0% | 0% | 0% | 0% | 0% | 0.02302%
65500 | 0% | 0% | 0% | 0% | 0% | 0.02225%
65600 | 0% | 0% | 0% | 0% | 0% | 0.02141%
65700 | 0% | 0% | 0% | 0% | 0% | 0.02038%
65800 | 0% | 0% | 0% | 0% | 0% | 0.0198%
65900 | 0% | 0% | 0% | 0% | 0% | 0.0191%
66000 | 0% | 0% | 0% | 0% | 0% | 0.01794%
66100 | 0% | 0% | 0% | 0% | 0% | 0.0173%
66200 | 0% | 0% | 0% | 0% | 0% | 0.01665%
66300 | 0% | 0% | 0% | 0% | 0% | 0.01569%
66400 | 0% | 0% | 0% | 0% | 0% | 0.01479%
66500 | 0% | 0% | 0% | 0% | 0% | 0.01402%
66600 | 0% | 0% | 0% | 0% | 0% | 0.0135%
66700 | 0% | 0% | 0% | 0% | 0% | 0.01273%
66800 | 0% | 0% | 0% | 0% | 0% | 0.01241%
66900 | 0% | 0% | 0% | 0% | 0% | 0.0117%
67000 | 0% | 0% | 0% | 0% | 0% | 0.01087%
67100 | 0% | 0% | 0% | 0% | 0% | 0.009902%
67200 | 0% | 0% | 0% | 0% | 0% | 0.009259%
67300 | 0% | 0% | 0% | 0% | 0% | 0.008616%
67400 | 0% | 0% | 0% | 0% | 0% | 0.008231%
67500 | 0% | 0% | 0% | 0% | 0% | 0.007202%
67600 | 0% | 0% | 0% | 0% | 0% | 0.00643%
67700 | 0% | 0% | 0% | 0% | 0% | 0.00598%
67800 | 0% | 0% | 0% | 0% | 0% | 0.005401%
67900 | 0% | 0% | 0% | 0% | 0% | 0.004951%
68000 | 0% | 0% | 0% | 0% | 0% | 0.004373%
68100 | 0% | 0% | 0% | 0% | 0% | 0.004115%
68200 | 0% | 0% | 0% | 0% | 0% | 0.003858%
68300 | 0% | 0% | 0% | 0% | 0% | 0.003279%
68400 | 0% | 0% | 0% | 0% | 0% | 0.002958%
68500 | 0% | 0% | 0% | 0% | 0% | 0.002636%
68600 | 0% | 0% | 0% | 0% | 0% | 0.002379%
68700 | 0% | 0% | 0% | 0% | 0% | 0.002315%
68800 | 0% | 0% | 0% | 0% | 0% | 0.002122%
68900 | 0% | 0% | 0% | 0% | 0% | 0.001801%
69000 | 0% | 0% | 0% | 0% | 0% | 0.001608%
69100 | 0% | 0% | 0% | 0% | 0% | 0.001543%
69200 | 0% | 0% | 0% | 0% | 0% | 0%
69300 | 0% | 0% | 0% | 0% | 0% | 0%
69400 | 0% | 0% | 0% | 0% | 0% | 0%
69500 | 0% | 0% | 0% | 0% | 0% | 0%
69600 | 0% | 0% | 0% | 0% | 0% | 0%
69700 | 0% | 0% | 0% | 0% | 0% | 0%
69800 | 0% | 0% | 0% | 0% | 0% | 0%
69900 | 0% | 0% | 0% | 0% | 0% | 0%
70000 | 0% | 0% | 0% | 0% | 0% | 0%

## Effect of thermal buffering
Proportion of time for which net demand is greater than…
Net demand | Scenario |  | (60% of dwellings with ASHP A, 2030s climate, improved insulation levels)
MW | 640kg thermal storage in parallel, DSM temp ranges -2/+0°C | 320kg thermal storage in parallel, DSM temp ranges -2/+0°C | 1280kg thermal storage in series, No DSM | 1280kg thermal storage in series, DSM | 2560kg thermal storage in parallel. DSM temp ranges -2/+0°C | 2560kg thermal storage, No DSM | 1280kg thermal storage in parallel & in fabric of buildings. | 1280kg thermal storage in parallel. DSM temp ranges -2/+0°C | DSM (temp ranges -2/+0°C). No thermal storage. | No DSM. No thermal storage tank. | DSM. No tank, thermal energy stored in fabric of buildings (-2/+2°C) | No ASHPs
100 | 100% | 100% | 100% | 99.99% | 100% | 99.99% | 100% | 100% | 99.99% | 99.99% | 100% | 99.7%
200 | 100% | 100% | 99.99% | 99.99% | 100% | 99.99% | 100% | 100% | 99.99% | 99.99% | 100% | 99.69%
300 | 99.99% | 100% | 99.99% | 99.99% | 100% | 99.99% | 100% | 100% | 99.99% | 99.99% | 100% | 99.68%
400 | 99.99% | 99.99% | 99.99% | 99.99% | 100% | 99.99% | 100% | 99.99% | 99.99% | 99.99% | 100% | 99.66%
500 | 99.99% | 99.99% | 99.99% | 99.99% | 100% | 99.99% | 100% | 99.99% | 99.99% | 99.99% | 100% | 99.65%
600 | 99.99% | 99.99% | 99.99% | 99.99% | 100% | 99.99% | 100% | 99.99% | 99.99% | 99.99% | 100% | 99.64%
700 | 99.99% | 99.99% | 99.99% | 99.99% | 100% | 99.99% | 100% | 99.99% | 99.99% | 99.99% | 100% | 99.62%
800 | 99.99% | 99.99% | 99.99% | 99.98% | 100% | 99.98% | 100% | 99.99% | 99.98% | 99.98% | 100% | 99.61%
900 | 99.99% | 99.99% | 99.99% | 99.98% | 99.99% | 99.98% | 100% | 99.99% | 99.98% | 99.98% | 100% | 99.6%
1000 | 99.99% | 99.99% | 99.99% | 99.98% | 99.99% | 99.98% | 100% | 99.99% | 99.98% | 99.98% | 99.99% | 99.59%
1100 | 99.99% | 99.99% | 99.98% | 99.98% | 99.99% | 99.98% | 100% | 99.99% | 99.98% | 99.98% | 99.99% | 99.58%
1200 | 99.98% | 99.99% | 99.98% | 99.98% | 99.99% | 99.98% | 100% | 99.99% | 99.98% | 99.98% | 99.99% | 99.56%
1300 | 99.98% | 99.98% | 99.98% | 99.97% | 99.99% | 99.98% | 100% | 99.99% | 99.98% | 99.98% | 99.99% | 99.55%
1400 | 99.98% | 99.98% | 99.98% | 99.97% | 99.99% | 99.98% | 100% | 99.99% | 99.97% | 99.98% | 99.99% | 99.54%
1500 | 99.98% | 99.98% | 99.98% | 99.97% | 99.99% | 99.97% | 99.99% | 99.98% | 99.97% | 99.97% | 99.99% | 99.53%
1600 | 99.97% | 99.98% | 99.97% | 99.97% | 99.99% | 99.97% | 99.99% | 99.98% | 99.97% | 99.97% | 99.99% | 99.52%
1700 | 99.97% | 99.98% | 99.97% | 99.97% | 99.98% | 99.97% | 99.99% | 99.98% | 99.97% | 99.97% | 99.99% | 99.5%
1800 | 99.97% | 99.98% | 99.97% | 99.97% | 99.98% | 99.97% | 99.99% | 99.98% | 99.97% | 99.97% | 99.98% | 99.49%
1900 | 99.97% | 99.97% | 99.97% | 99.97% | 99.98% | 99.97% | 99.99% | 99.98% | 99.96% | 99.96% | 99.98% | 99.47%
2000 | 99.96% | 99.97% | 99.97% | 99.97% | 99.98% | 99.96% | 99.99% | 99.98% | 99.96% | 99.96% | 99.98% | 99.46%
2100 | 99.96% | 99.97% | 99.97% | 99.97% | 99.98% | 99.96% | 99.99% | 99.98% | 99.96% | 99.96% | 99.98% | 99.44%
2200 | 99.96% | 99.97% | 99.97% | 99.96% | 99.97% | 99.96% | 99.99% | 99.97% | 99.95% | 99.95% | 99.98% | 99.43%
2300 | 99.96% | 99.96% | 99.97% | 99.96% | 99.97% | 99.96% | 99.99% | 99.97% | 99.95% | 99.95% | 99.98% | 99.41%
2400 | 99.95% | 99.96% | 99.96% | 99.96% | 99.97% | 99.95% | 99.98% | 99.97% | 99.94% | 99.94% | 99.98% | 99.39%
2500 | 99.95% | 99.96% | 99.96% | 99.96% | 99.97% | 99.95% | 99.98% | 99.96% | 99.94% | 99.94% | 99.97% | 99.38%
2600 | 99.95% | 99.95% | 99.96% | 99.96% | 99.97% | 99.94% | 99.98% | 99.96% | 99.93% | 99.93% | 99.97% | 99.36%
2700 | 99.94% | 99.95% | 99.96% | 99.96% | 99.96% | 99.94% | 99.98% | 99.96% | 99.93% | 99.93% | 99.97% | 99.34%
2800 | 99.94% | 99.95% | 99.96% | 99.96% | 99.96% | 99.93% | 99.98% | 99.96% | 99.92% | 99.92% | 99.97% | 99.32%
2900 | 99.93% | 99.94% | 99.96% | 99.96% | 99.96% | 99.93% | 99.98% | 99.95% | 99.92% | 99.92% | 99.96% | 99.29%
3000 | 99.17% | 99.94% | 99.95% | 99.33% | 99.28% | 99.09% | 99.37% | 99.19% | 99.07% | 99.08% | 99.3% | 96.48%
3100 | 99.14% | 99.93% | 99.32% | 99.31% | 99.26% | 99.06% | 99.35% | 99.17% | 99.04% | 99.05% | 99.28% | 96.39%
3200 | 99.11% | 99.93% | 99.31% | 99.29% | 99.23% | 99.04% | 99.33% | 99.14% | 99.02% | 99.02% | 99.26% | 96.3%
3300 | 99.09% | 99.13% | 99.29% | 99.27% | 99.21% | 99.01% | 99.3% | 99.12% | 98.99% | 99% | 99.23% | 96.21%
3400 | 99.07% | 99.11% | 99.27% | 99.25% | 99.19% | 98.98% | 99.28% | 99.09% | 98.97% | 98.97% | 99.21% | 96.13%
3500 | 99.04% | 99.08% | 99.25% | 99.24% | 99.17% | 98.95% | 99.26% | 99.07% | 98.94% | 98.94% | 99.18% | 96.04%
3600 | 99.01% | 99.06% | 99.23% | 99.22% | 99.15% | 98.93% | 99.23% | 99.04% | 98.92% | 98.92% | 99.15% | 95.96%
3700 | 98.99% | 99.03% | 99.21% | 99.2% | 99.12% | 98.9% | 99.21% | 99.02% | 98.89% | 98.89% | 99.12% | 95.88%
3800 | 98.96% | 99% | 99.19% | 99.17% | 99.09% | 98.87% | 99.19% | 98.99% | 98.86% | 98.87% | 99.09% | 95.79%
3900 | 98.94% | 98.98% | 99.17% | 99.15% | 99.07% | 98.85% | 99.17% | 98.96% | 98.83% | 98.84% | 99.07% | 95.7%
4000 | 98.91% | 98.95% | 99.14% | 99.12% | 99.04% | 98.82% | 99.14% | 98.94% | 98.8% | 98.81% | 99.04% | 95.6%
4100 | 98.88% | 98.92% | 99.12% | 99.1% | 99.01% | 98.8% | 99.12% | 98.91% | 98.77% | 98.78% | 99.01% | 95.51%
4200 | 98.85% | 98.89% | 99.09% | 99.07% | 98.98% | 98.77% | 99.1% | 98.89% | 98.74% | 98.76% | 98.99% | 95.42%
4300 | 98.82% | 98.87% | 99.06% | 99.04% | 98.96% | 98.74% | 99.07% | 98.86% | 98.72% | 98.72% | 98.96% | 95.32%
4400 | 98.79% | 98.84% | 99.04% | 99.01% | 98.93% | 98.71% | 99.04% | 98.83% | 98.69% | 98.69% | 98.94% | 95.22%
4500 | 98.76% | 98.81% | 99.01% | 98.98% | 98.91% | 98.68% | 99.01% | 98.81% | 98.65% | 98.66% | 98.91% | 95.12%
4600 | 98.73% | 98.78% | 98.98% | 98.95% | 98.88% | 98.65% | 98.99% | 98.78% | 98.62% | 98.62% | 98.89% | 95.02%
4700 | 98.7% | 98.75% | 98.95% | 98.92% | 98.85% | 98.61% | 98.96% | 98.75% | 98.58% | 98.58% | 98.86% | 94.92%
4800 | 98.67% | 98.72% | 98.92% | 98.89% | 98.82% | 98.58% | 98.94% | 98.72% | 98.54% | 98.54% | 98.83% | 94.83%
4900 | 98.63% | 98.69% | 98.89% | 98.86% | 98.79% | 98.54% | 98.91% | 98.68% | 98.5% | 98.5% | 98.8% | 94.72%
5000 | 98.59% | 98.66% | 98.86% | 98.83% | 98.75% | 98.5% | 98.89% | 98.65% | 98.46% | 98.46% | 98.77% | 94.61%
5100 | 98.55% | 98.62% | 98.83% | 98.8% | 98.72% | 98.46% | 98.86% | 98.61% | 98.42% | 98.42% | 98.74% | 94.49%
5200 | 98.52% | 98.59% | 98.8% | 98.76% | 98.69% | 98.41% | 98.84% | 98.58% | 98.37% | 98.37% | 98.7% | 94.38%
5300 | 98.47% | 98.55% | 98.77% | 98.73% | 98.65% | 98.37% | 98.81% | 98.54% | 98.32% | 98.32% | 98.67% | 94.27%
5400 | 98.43% | 98.51% | 98.74% | 98.7% | 98.62% | 98.33% | 98.78% | 98.5% | 98.28% | 98.28% | 98.64% | 94.15%
5500 | 98.39% | 98.47% | 98.7% | 98.66% | 98.58% | 98.28% | 98.74% | 98.46% | 98.22% | 98.22% | 98.6% | 94.04%
5600 | 98.34% | 98.43% | 98.67% | 98.63% | 98.54% | 98.23% | 98.71% | 98.41% | 98.17% | 98.17% | 98.57% | 93.93%
5700 | 98.3% | 98.38% | 98.64% | 98.59% | 98.5% | 98.18% | 98.67% | 98.37% | 98.11% | 98.13% | 98.53% | 93.81%
5800 | 98.24% | 98.34% | 98.6% | 98.55% | 98.46% | 98.12% | 98.64% | 98.32% | 98.06% | 98.08% | 98.49% | 93.68%
5900 | 98.19% | 98.28% | 98.57% | 98.51% | 98.42% | 98.06% | 98.6% | 98.27% | 98.01% | 98.02% | 98.46% | 93.55%
6000 | 98.14% | 98.24% | 98.53% | 98.47% | 98.38% | 98.01% | 98.56% | 98.22% | 97.95% | 97.96% | 98.42% | 93.42%
6100 | 98.08% | 98.19% | 98.5% | 98.44% | 98.33% | 97.95% | 98.52% | 98.18% | 97.9% | 97.91% | 98.38% | 93.29%
6200 | 98.02% | 98.13% | 98.46% | 98.4% | 98.29% | 97.89% | 98.48% | 98.12% | 97.84% | 97.85% | 98.33% | 93.16%
6300 | 97.97% | 98.08% | 98.42% | 98.36% | 98.24% | 97.83% | 98.43% | 98.07% | 97.78% | 97.8% | 98.29% | 93.04%
6400 | 97.91% | 98.02% | 98.38% | 98.32% | 98.19% | 97.78% | 98.39% | 98.02% | 97.73% | 97.74% | 98.24% | 92.91%
6500 | 97.85% | 97.96% | 98.34% | 98.28% | 98.14% | 97.72% | 98.35% | 97.96% | 97.67% | 97.68% | 98.19% | 92.79%
6600 | 97.8% | 97.91% | 98.31% | 98.25% | 98.08% | 97.66% | 98.3% | 97.9% | 97.61% | 97.63% | 98.13% | 92.67%
6700 | 97.74% | 97.85% | 98.27% | 98.21% | 98.03% | 97.6% | 98.26% | 97.84% | 97.56% | 97.57% | 98.08% | 92.54%
6800 | 97.69% | 97.79% | 98.23% | 98.18% | 97.97% | 97.54% | 98.21% | 97.78% | 97.5% | 97.51% | 98.03% | 92.42%
6900 | 97.63% | 97.74% | 98.2% | 98.14% | 97.92% | 97.48% | 98.16% | 97.72% | 97.45% | 97.45% | 97.98% | 92.28%
7000 | 97.57% | 97.68% | 98.17% | 98.1% | 97.86% | 97.42% | 98.11% | 97.66% | 97.39% | 97.39% | 97.93% | 92.14%
7100 | 97.51% | 97.62% | 98.14% | 98.06% | 97.8% | 97.36% | 98.06% | 97.6% | 97.33% | 97.33% | 97.88% | 92%
7200 | 97.45% | 97.56% | 98.1% | 98.02% | 97.75% | 97.3% | 98.02% | 97.54% | 97.26% | 97.27% | 97.82% | 91.84%
7300 | 97.39% | 97.51% | 98.06% | 97.98% | 97.69% | 97.24% | 97.96% | 97.48% | 97.2% | 97.2% | 97.77% | 91.69%
7400 | 97.33% | 97.46% | 98.02% | 97.94% | 97.63% | 97.18% | 97.91% | 97.43% | 97.14% | 97.14% | 97.72% | 91.53%
7500 | 97.27% | 97.4% | 97.98% | 97.9% | 97.57% | 97.11% | 97.86% | 97.37% | 97.07% | 97.07% | 97.66% | 91.38%
7600 | 97.2% | 97.33% | 97.94% | 97.86% | 97.51% | 97.05% | 97.81% | 97.31% | 96.99% | 97% | 97.61% | 91.23%
7700 | 97.13% | 97.27% | 97.89% | 97.81% | 97.45% | 96.98% | 97.76% | 97.25% | 96.92% | 96.93% | 97.55% | 91.08%
7800 | 97.06% | 97.21% | 97.85% | 97.76% | 97.4% | 96.91% | 97.71% | 97.18% | 96.85% | 96.86% | 97.49% | 90.93%
7900 | 96.99% | 97.14% | 97.81% | 97.72% | 97.34% | 96.84% | 97.65% | 97.12% | 96.78% | 96.79% | 97.44% | 90.76%
8000 | 96.92% | 97.07% | 97.76% | 97.67% | 97.28% | 96.77% | 97.6% | 97.06% | 96.71% | 96.71% | 97.38% | 90.58%
8100 | 96.86% | 97% | 97.71% | 97.61% | 97.22% | 96.7% | 97.54% | 96.99% | 96.63% | 96.64% | 97.32% | 90.41%
8200 | 96.78% | 96.94% | 97.66% | 97.56% | 97.15% | 96.63% | 97.48% | 96.92% | 96.56% | 96.56% | 97.26% | 90.23%
8300 | 96.71% | 96.86% | 97.61% | 97.5% | 97.09% | 96.55% | 97.42% | 96.85% | 96.48% | 96.49% | 97.19% | 90.06%
8400 | 96.64% | 96.79% | 97.55% | 97.44% | 97.02% | 96.48% | 97.36% | 96.77% | 96.4% | 96.41% | 97.12% | 89.89%
8500 | 96.57% | 96.71% | 97.49% | 97.38% | 96.95% | 96.39% | 97.29% | 96.7% | 96.31% | 96.32% | 97.05% | 89.72%
8600 | 96.49% | 96.63% | 97.43% | 97.32% | 96.88% | 96.31% | 97.23% | 96.62% | 96.22% | 96.24% | 96.98% | 89.54%
8700 | 96.41% | 96.55% | 97.37% | 97.26% | 96.8% | 96.23% | 97.17% | 96.55% | 96.14% | 96.16% | 96.91% | 89.36%
8800 | 96.33% | 96.47% | 97.31% | 97.2% | 96.72% | 96.14% | 97.11% | 96.47% | 96.05% | 96.08% | 96.83% | 89.18%
8900 | 96.25% | 96.39% | 97.25% | 97.14% | 96.65% | 96.05% | 97.04% | 96.39% | 95.97% | 95.99% | 96.76% | 89%
9000 | 96.17% | 96.31% | 97.18% | 97.08% | 96.56% | 95.96% | 96.97% | 96.3% | 95.88% | 95.9% | 96.69% | 88.8%
9100 | 96.08% | 96.23% | 97.12% | 97.01% | 96.48% | 95.88% | 96.9% | 96.22% | 95.79% | 95.81% | 96.61% | 88.6%
9200 | 96% | 96.15% | 97.05% | 96.95% | 96.4% | 95.78% | 96.82% | 96.13% | 95.7% | 95.71% | 96.53% | 88.41%
9300 | 95.91% | 96.06% | 96.98% | 96.88% | 96.32% | 95.7% | 96.74% | 96.05% | 95.6% | 95.62% | 96.45% | 88.21%
9400 | 95.82% | 95.97% | 96.91% | 96.81% | 96.24% | 95.62% | 96.67% | 95.96% | 95.51% | 95.52% | 96.37% | 88%
9500 | 95.73% | 95.88% | 96.84% | 96.74% | 96.15% | 95.52% | 96.59% | 95.87% | 95.41% | 95.43% | 96.28% | 87.79%
9600 | 95.64% | 95.79% | 96.77% | 96.67% | 96.06% | 95.42% | 96.51% | 95.78% | 95.32% | 95.33% | 96.2% | 87.58%
9700 | 95.55% | 95.7% | 96.7% | 96.6% | 95.98% | 95.32% | 96.44% | 95.69% | 95.22% | 95.24% | 96.12% | 87.38%
9800 | 95.46% | 95.61% | 96.63% | 96.52% | 95.9% | 95.22% | 96.36% | 95.6% | 95.12% | 95.13% | 96.03% | 87.17%
9900 | 95.36% | 95.52% | 96.55% | 96.44% | 95.81% | 95.11% | 96.28% | 95.51% | 95.02% | 95.03% | 95.95% | 86.96%
10000 | 95.25% | 95.43% | 96.48% | 96.36% | 95.72% | 95.02% | 96.19% | 95.41% | 94.92% | 94.93% | 95.86% | 86.75%
10100 | 95.15% | 95.33% | 96.4% | 96.28% | 95.63% | 94.91% | 96.11% | 95.31% | 94.81% | 94.83% | 95.77% | 86.54%
10200 | 95.05% | 95.23% | 96.32% | 96.2% | 95.53% | 94.8% | 96.02% | 95.22% | 94.71% | 94.72% | 95.68% | 86.33%
10300 | 94.95% | 95.13% | 96.23% | 96.11% | 95.44% | 94.7% | 95.93% | 95.12% | 94.6% | 94.61% | 95.59% | 86.13%
10400 | 94.85% | 95.04% | 96.15% | 96.03% | 95.34% | 94.6% | 95.84% | 95.03% | 94.5% | 94.51% | 95.49% | 85.91%
10500 | 94.75% | 94.93% | 96.05% | 95.94% | 95.24% | 94.5% | 95.75% | 94.93% | 94.39% | 94.4% | 95.39% | 85.7%
10600 | 94.64% | 94.83% | 95.97% | 95.85% | 95.14% | 94.38% | 95.65% | 94.82% | 94.28% | 94.3% | 95.29% | 85.49%
10700 | 94.54% | 94.73% | 95.88% | 95.77% | 95.03% | 94.27% | 95.56% | 94.73% | 94.17% | 94.18% | 95.19% | 85.28%
10800 | 94.43% | 94.63% | 95.8% | 95.68% | 94.93% | 94.16% | 95.47% | 94.63% | 94.05% | 94.07% | 95.1% | 85.07%
10900 | 94.32% | 94.52% | 95.72% | 95.59% | 94.83% | 94.04% | 95.37% | 94.52% | 93.93% | 93.96% | 94.99% | 84.86%
11000 | 94.2% | 94.42% | 95.62% | 95.5% | 94.73% | 93.92% | 95.27% | 94.42% | 93.81% | 93.83% | 94.89% | 84.66%
11100 | 94.09% | 94.31% | 95.53% | 95.41% | 94.62% | 93.8% | 95.17% | 94.3% | 93.69% | 93.71% | 94.78% | 84.45%
11200 | 93.97% | 94.2% | 95.44% | 95.32% | 94.51% | 93.68% | 95.07% | 94.2% | 93.57% | 93.59% | 94.68% | 84.25%
11300 | 93.85% | 94.08% | 95.35% | 95.23% | 94.41% | 93.55% | 94.96% | 94.08% | 93.44% | 93.46% | 94.57% | 84.04%
11400 | 93.73% | 93.97% | 95.25% | 95.14% | 94.29% | 93.43% | 94.85% | 93.95% | 93.32% | 93.33% | 94.47% | 83.81%
11500 | 93.61% | 93.85% | 95.16% | 95.05% | 94.18% | 93.29% | 94.75% | 93.84% | 93.19% | 93.21% | 94.36% | 83.6%
11600 | 93.48% | 93.72% | 95.06% | 94.95% | 94.06% | 93.16% | 94.64% | 93.72% | 93.07% | 93.08% | 94.24% | 83.37%
11700 | 93.34% | 93.59% | 94.97% | 94.85% | 93.94% | 93.03% | 94.53% | 93.59% | 92.93% | 92.95% | 94.13% | 83.14%
11800 | 93.21% | 93.47% | 94.87% | 94.75% | 93.82% | 92.9% | 94.42% | 93.47% | 92.8% | 92.82% | 94.01% | 82.91%
11900 | 93.08% | 93.35% | 94.77% | 94.64% | 93.69% | 92.77% | 94.32% | 93.34% | 92.66% | 92.69% | 93.89% | 82.69%
12000 | 92.95% | 93.21% | 94.66% | 94.54% | 93.56% | 92.64% | 94.21% | 93.22% | 92.52% | 92.54% | 93.76% | 82.46%
12100 | 92.82% | 93.08% | 94.57% | 94.43% | 93.43% | 92.5% | 94.09% | 93.09% | 92.37% | 92.4% | 93.64% | 82.22%
12200 | 92.69% | 92.95% | 94.46% | 94.32% | 93.3% | 92.36% | 93.98% | 92.97% | 92.22% | 92.26% | 93.52% | 81.99%
12300 | 92.55% | 92.82% | 94.36% | 94.22% | 93.17% | 92.22% | 93.86% | 92.84% | 92.07% | 92.12% | 93.4% | 81.76%
12400 | 92.41% | 92.68% | 94.25% | 94.11% | 93.04% | 92.07% | 93.74% | 92.7% | 91.93% | 91.97% | 93.28% | 81.54%
12500 | 92.27% | 92.53% | 94.14% | 94% | 92.9% | 91.93% | 93.61% | 92.56% | 91.78% | 91.81% | 93.16% | 81.3%
12600 | 92.12% | 92.39% | 94.03% | 93.88% | 92.77% | 91.77% | 93.48% | 92.42% | 91.62% | 91.65% | 93.03% | 81.06%
12700 | 91.97% | 92.25% | 93.92% | 93.77% | 92.63% | 91.63% | 93.36% | 92.28% | 91.46% | 91.5% | 92.91% | 80.82%
12800 | 91.82% | 92.1% | 93.8% | 93.66% | 92.5% | 91.48% | 93.24% | 92.13% | 91.31% | 91.35% | 92.78% | 80.57%
12900 | 91.67% | 91.95% | 93.69% | 93.54% | 92.36% | 91.32% | 93.12% | 91.98% | 91.15% | 91.19% | 92.65% | 80.32%
13000 | 91.51% | 91.8% | 93.58% | 93.43% | 92.22% | 91.15% | 92.99% | 91.83% | 90.99% | 91.03% | 92.52% | 80.08%
13100 | 91.35% | 91.65% | 93.47% | 93.32% | 92.08% | 90.99% | 92.86% | 91.68% | 90.82% | 90.87% | 92.37% | 79.83%
13200 | 91.2% | 91.5% | 93.35% | 93.21% | 91.94% | 90.83% | 92.74% | 91.53% | 90.65% | 90.7% | 92.23% | 79.6%
13300 | 91.04% | 91.34% | 93.24% | 93.1% | 91.79% | 90.67% | 92.61% | 91.37% | 90.49% | 90.52% | 92.08% | 79.36%
13400 | 90.87% | 91.18% | 93.12% | 92.99% | 91.65% | 90.5% | 92.46% | 91.21% | 90.32% | 90.36% | 91.93% | 79.12%
13500 | 90.71% | 91.02% | 93.01% | 92.88% | 91.49% | 90.33% | 92.33% | 91.05% | 90.14% | 90.18% | 91.77% | 78.89%
13600 | 90.54% | 90.86% | 92.89% | 92.76% | 91.34% | 90.16% | 92.18% | 90.88% | 89.97% | 90.01% | 91.61% | 78.65%
13700 | 90.38% | 90.7% | 92.77% | 92.63% | 91.19% | 89.99% | 92.04% | 90.71% | 89.79% | 89.83% | 91.45% | 78.4%
13800 | 90.21% | 90.53% | 92.65% | 92.51% | 91.03% | 89.81% | 91.89% | 90.54% | 89.61% | 89.64% | 91.29% | 78.14%
13900 | 90.03% | 90.36% | 92.52% | 92.38% | 90.87% | 89.63% | 91.74% | 90.37% | 89.44% | 89.46% | 91.13% | 77.89%
14000 | 89.87% | 90.19% | 92.38% | 92.25% | 90.7% | 89.46% | 91.58% | 90.19% | 89.26% | 89.28% | 90.97% | 77.63%
14100 | 89.69% | 90.01% | 92.25% | 92.12% | 90.54% | 89.27% | 91.43% | 90.02% | 89.08% | 89.09% | 90.8% | 77.37%
14200 | 89.52% | 89.84% | 92.12% | 91.99% | 90.38% | 89.08% | 91.26% | 89.85% | 88.9% | 88.91% | 90.63% | 77.1%
14300 | 89.33% | 89.66% | 91.99% | 91.85% | 90.21% | 88.89% | 91.1% | 89.67% | 88.71% | 88.73% | 90.47% | 76.85%
14400 | 89.14% | 89.48% | 91.86% | 91.72% | 90.04% | 88.71% | 90.94% | 89.49% | 88.53% | 88.55% | 90.3% | 76.58%
14500 | 88.95% | 89.3% | 91.73% | 91.58% | 89.86% | 88.53% | 90.78% | 89.31% | 88.35% | 88.37% | 90.13% | 76.33%
14600 | 88.77% | 89.12% | 91.6% | 91.44% | 89.68% | 88.34% | 90.62% | 89.13% | 88.17% | 88.18% | 89.96% | 76.07%
14700 | 88.59% | 88.94% | 91.48% | 91.3% | 89.51% | 88.16% | 90.45% | 88.96% | 87.99% | 88% | 89.79% | 75.82%
14800 | 88.4% | 88.76% | 91.35% | 91.15% | 89.32% | 87.98% | 90.28% | 88.78% | 87.81% | 87.82% | 89.61% | 75.58%
14900 | 88.22% | 88.57% | 91.21% | 91% | 89.13% | 87.79% | 90.11% | 88.59% | 87.63% | 87.64% | 89.44% | 75.33%
15000 | 88.03% | 88.4% | 91.07% | 90.86% | 88.95% | 87.61% | 89.94% | 88.41% | 87.45% | 87.46% | 89.26% | 75.06%
15100 | 87.84% | 88.21% | 90.93% | 90.71% | 88.77% | 87.42% | 89.77% | 88.23% | 87.27% | 87.29% | 89.08% | 74.79%
15200 | 87.66% | 88.03% | 90.79% | 90.56% | 88.59% | 87.24% | 89.6% | 88.05% | 87.08% | 87.1% | 88.91% | 74.53%
15300 | 87.47% | 87.85% | 90.64% | 90.41% | 88.41% | 87.06% | 89.42% | 87.87% | 86.89% | 86.92% | 88.73% | 74.28%
15400 | 87.3% | 87.67% | 90.5% | 90.26% | 88.22% | 86.87% | 89.24% | 87.69% | 86.7% | 86.73% | 88.55% | 74.02%
15500 | 87.11% | 87.49% | 90.34% | 90.11% | 88.04% | 86.69% | 89.07% | 87.51% | 86.52% | 86.55% | 88.37% | 73.76%
15600 | 86.91% | 87.31% | 90.19% | 89.95% | 87.86% | 86.5% | 88.89% | 87.32% | 86.33% | 86.36% | 88.19% | 73.48%
15700 | 86.73% | 87.12% | 90.04% | 89.79% | 87.68% | 86.31% | 88.71% | 87.14% | 86.14% | 86.16% | 88.01% | 73.22%
15800 | 86.53% | 86.94% | 89.88% | 89.63% | 87.5% | 86.11% | 88.53% | 86.95% | 85.95% | 85.97% | 87.83% | 72.96%
15900 | 86.35% | 86.75% | 89.72% | 89.47% | 87.31% | 85.91% | 88.35% | 86.76% | 85.75% | 85.77% | 87.65% | 72.7%
16000 | 86.15% | 86.55% | 89.55% | 89.29% | 87.11% | 85.71% | 88.18% | 86.57% | 85.54% | 85.57% | 87.47% | 72.45%
16100 | 85.95% | 86.36% | 89.39% | 89.12% | 86.92% | 85.51% | 88.01% | 86.38% | 85.34% | 85.37% | 87.28% | 72.19%
16200 | 85.75% | 86.16% | 89.23% | 88.95% | 86.72% | 85.31% | 87.83% | 86.18% | 85.13% | 85.17% | 87.09% | 71.92%
16300 | 85.56% | 85.96% | 89.06% | 88.78% | 86.53% | 85.11% | 87.64% | 85.98% | 84.92% | 84.96% | 86.9% | 71.65%
16400 | 85.35% | 85.77% | 88.88% | 88.61% | 86.34% | 84.9% | 87.45% | 85.78% | 84.71% | 84.76% | 86.71% | 71.37%
16500 | 85.16% | 85.57% | 88.71% | 88.44% | 86.15% | 84.7% | 87.27% | 85.58% | 84.5% | 84.55% | 86.51% | 71.09%
16600 | 84.96% | 85.36% | 88.53% | 88.26% | 85.95% | 84.49% | 87.08% | 85.38% | 84.29% | 84.34% | 86.31% | 70.82%
16700 | 84.76% | 85.16% | 88.36% | 88.09% | 85.75% | 84.28% | 86.89% | 85.17% | 84.08% | 84.14% | 86.12% | 70.54%
16800 | 84.55% | 84.95% | 88.2% | 87.92% | 85.55% | 84.07% | 86.7% | 84.97% | 83.88% | 83.93% | 85.93% | 70.27%
16900 | 84.35% | 84.75% | 88.02% | 87.75% | 85.35% | 83.87% | 86.52% | 84.76% | 83.67% | 83.72% | 85.73% | 70%
17000 | 84.14% | 84.53% | 87.85% | 87.58% | 85.14% | 83.66% | 86.32% | 84.56% | 83.47% | 83.5% | 85.53% | 69.73%
17100 | 83.93% | 84.33% | 87.68% | 87.41% | 84.93% | 83.45% | 86.13% | 84.35% | 83.26% | 83.29% | 85.34% | 69.46%
17200 | 83.73% | 84.12% | 87.5% | 87.23% | 84.71% | 83.24% | 85.94% | 84.13% | 83.05% | 83.08% | 85.14% | 69.18%
17300 | 83.53% | 83.91% | 87.32% | 87.07% | 84.49% | 83.03% | 85.74% | 83.93% | 82.84% | 82.86% | 84.93% | 68.9%
17400 | 83.32% | 83.7% | 87.13% | 86.89% | 84.28% | 82.81% | 85.55% | 83.72% | 82.62% | 82.64% | 84.73% | 68.62%
17500 | 83.1% | 83.49% | 86.95% | 86.71% | 84.07% | 82.59% | 85.34% | 83.5% | 82.41% | 82.43% | 84.52% | 68.33%
17600 | 82.89% | 83.29% | 86.77% | 86.53% | 83.86% | 82.38% | 85.14% | 83.29% | 82.18% | 82.2% | 84.32% | 68.04%
17700 | 82.67% | 83.08% | 86.58% | 86.35% | 83.66% | 82.17% | 84.93% | 83.07% | 81.95% | 81.98% | 84.12% | 67.76%
17800 | 82.44% | 82.86% | 86.4% | 86.16% | 83.45% | 81.95% | 84.73% | 82.86% | 81.73% | 81.77% | 83.92% | 67.46%
17900 | 82.22% | 82.65% | 86.22% | 85.99% | 83.24% | 81.72% | 84.52% | 82.65% | 81.5% | 81.54% | 83.71% | 67.17%
18000 | 81.99% | 82.44% | 86.03% | 85.8% | 83.02% | 81.49% | 84.32% | 82.43% | 81.27% | 81.31% | 83.51% | 66.89%
18100 | 81.77% | 82.21% | 85.84% | 85.61% | 82.8% | 81.26% | 84.12% | 82.21% | 81.04% | 81.08% | 83.31% | 66.61%
18200 | 81.54% | 81.99% | 85.65% | 85.42% | 82.58% | 81.03% | 83.92% | 81.99% | 80.81% | 80.84% | 83.1% | 66.31%
18300 | 81.32% | 81.75% | 85.46% | 85.24% | 82.37% | 80.79% | 83.7% | 81.77% | 80.57% | 80.61% | 82.89% | 66.01%
18400 | 81.09% | 81.52% | 85.27% | 85.05% | 82.15% | 80.56% | 83.5% | 81.54% | 80.33% | 80.38% | 82.68% | 65.73%
18500 | 80.86% | 81.29% | 85.08% | 84.87% | 81.93% | 80.33% | 83.29% | 81.3% | 80.1% | 80.14% | 82.46% | 65.45%
18600 | 80.63% | 81.06% | 84.88% | 84.68% | 81.72% | 80.1% | 83.07% | 81.08% | 79.85% | 79.91% | 82.24% | 65.16%
18700 | 80.4% | 80.83% | 84.7% | 84.5% | 81.49% | 79.86% | 82.85% | 80.85% | 79.62% | 79.68% | 82.02% | 64.87%
18800 | 80.16% | 80.6% | 84.5% | 84.29% | 81.26% | 79.62% | 82.64% | 80.61% | 79.38% | 79.44% | 81.8% | 64.59%
18900 | 79.94% | 80.37% | 84.32% | 84.09% | 81.03% | 79.39% | 82.42% | 80.38% | 79.15% | 79.2% | 81.58% | 64.3%
19000 | 79.7% | 80.14% | 84.13% | 83.91% | 80.8% | 79.15% | 82.19% | 80.14% | 78.91% | 78.97% | 81.35% | 64.01%
19100 | 79.46% | 79.91% | 83.94% | 83.72% | 80.56% | 78.92% | 81.97% | 79.91% | 78.67% | 78.73% | 81.11% | 63.72%
19200 | 79.22% | 79.67% | 83.75% | 83.52% | 80.33% | 78.67% | 81.75% | 79.68% | 78.44% | 78.49% | 80.88% | 63.41%
19300 | 78.98% | 79.44% | 83.55% | 83.33% | 80.09% | 78.43% | 81.52% | 79.44% | 78.2% | 78.25% | 80.65% | 63.11%
19400 | 78.74% | 79.2% | 83.35% | 83.15% | 79.84% | 78.2% | 81.29% | 79.2% | 77.96% | 78.02% | 80.42% | 62.8%
19500 | 78.5% | 78.95% | 83.16% | 82.95% | 79.6% | 77.97% | 81.07% | 78.95% | 77.72% | 77.77% | 80.18% | 62.49%
19600 | 78.26% | 78.71% | 82.97% | 82.75% | 79.35% | 77.73% | 80.83% | 78.71% | 77.49% | 77.53% | 79.95% | 62.18%
19700 | 78.03% | 78.48% | 82.77% | 82.54% | 79.11% | 77.49% | 80.61% | 78.48% | 77.24% | 77.29% | 79.71% | 61.87%
19800 | 77.79% | 78.25% | 82.59% | 82.34% | 78.88% | 77.25% | 80.37% | 78.24% | 77.01% | 77.06% | 79.47% | 61.56%
19900 | 77.55% | 78.01% | 82.39% | 82.13% | 78.64% | 77.01% | 80.14% | 78.01% | 76.77% | 76.83% | 79.23% | 61.26%
20000 | 77.31% | 77.76% | 82.2% | 81.93% | 78.41% | 76.76% | 79.9% | 77.77% | 76.53% | 76.58% | 79% | 60.93%
20100 | 77.06% | 77.52% | 82% | 81.73% | 78.18% | 76.51% | 79.66% | 77.54% | 76.28% | 76.34% | 78.76% | 60.62%
20200 | 76.81% | 77.29% | 81.79% | 81.53% | 77.95% | 76.26% | 79.43% | 77.31% | 76.02% | 76.08% | 78.52% | 60.31%
20300 | 76.57% | 77.05% | 81.58% | 81.32% | 77.71% | 76.01% | 79.19% | 77.08% | 75.78% | 75.83% | 78.28% | 60%
20400 | 76.32% | 76.81% | 81.37% | 81.11% | 77.48% | 75.76% | 78.96% | 76.84% | 75.53% | 75.59% | 78.04% | 59.7%
20500 | 76.07% | 76.57% | 81.16% | 80.9% | 77.24% | 75.51% | 78.72% | 76.59% | 75.29% | 75.33% | 77.8% | 59.37%
20600 | 75.83% | 76.33% | 80.95% | 80.69% | 77.01% | 75.26% | 78.48% | 76.35% | 75.03% | 75.08% | 77.56% | 59.05%
20700 | 75.57% | 76.09% | 80.74% | 80.47% | 76.78% | 75% | 78.23% | 76.1% | 74.77% | 74.81% | 77.31% | 58.73%
20800 | 75.33% | 75.84% | 80.53% | 80.26% | 76.54% | 74.74% | 77.99% | 75.85% | 74.51% | 74.56% | 77.07% | 58.42%
20900 | 75.07% | 75.6% | 80.31% | 80.04% | 76.29% | 74.49% | 77.75% | 75.61% | 74.25% | 74.31% | 76.81% | 58.12%
21000 | 74.82% | 75.34% | 80.08% | 79.82% | 76.04% | 74.23% | 77.51% | 75.35% | 73.98% | 74.05% | 76.56% | 57.81%
21100 | 74.56% | 75.08% | 79.87% | 79.6% | 75.8% | 73.98% | 77.27% | 75.09% | 73.72% | 73.78% | 76.31% | 57.52%
21200 | 74.3% | 74.83% | 79.64% | 79.38% | 75.55% | 73.72% | 77.03% | 74.83% | 73.46% | 73.52% | 76.06% | 57.21%
21300 | 74.04% | 74.57% | 79.42% | 79.15% | 75.29% | 73.45% | 76.79% | 74.56% | 73.2% | 73.26% | 75.81% | 56.91%
21400 | 73.77% | 74.31% | 79.19% | 78.92% | 75.03% | 73.18% | 76.55% | 74.29% | 72.93% | 72.99% | 75.56% | 56.6%
21500 | 73.51% | 74.04% | 78.97% | 78.69% | 74.78% | 72.92% | 76.3% | 74.02% | 72.68% | 72.73% | 75.31% | 56.31%
21600 | 73.25% | 73.77% | 78.74% | 78.45% | 74.52% | 72.67% | 76.05% | 73.76% | 72.41% | 72.47% | 75.07% | 56.01%
21700 | 72.99% | 73.5% | 78.5% | 78.21% | 74.27% | 72.41% | 75.8% | 73.49% | 72.16% | 72.21% | 74.82% | 55.7%
21800 | 72.73% | 73.24% | 78.27% | 77.98% | 74% | 72.14% | 75.55% | 73.23% | 71.9% | 71.95% | 74.57% | 55.39%
21900 | 72.46% | 72.98% | 78.03% | 77.74% | 73.73% | 71.88% | 75.3% | 72.97% | 71.62% | 71.68% | 74.31% | 55.06%
22000 | 72.2% | 72.71% | 77.8% | 77.51% | 73.45% | 71.61% | 75.06% | 72.72% | 71.36% | 71.41% | 74.05% | 54.74%
22100 | 71.94% | 72.44% | 77.56% | 77.29% | 73.18% | 71.33% | 74.8% | 72.46% | 71.08% | 71.13% | 73.8% | 54.42%
22200 | 71.68% | 72.18% | 77.33% | 77.06% | 72.9% | 71.06% | 74.55% | 72.2% | 70.82% | 70.86% | 73.54% | 54.11%
22300 | 71.41% | 71.91% | 77.09% | 76.83% | 72.63% | 70.79% | 74.29% | 71.92% | 70.54% | 70.59% | 73.28% | 53.8%
22400 | 71.14% | 71.65% | 76.86% | 76.59% | 72.36% | 70.52% | 74.04% | 71.66% | 70.27% | 70.32% | 73.02% | 53.49%
22500 | 70.87% | 71.38% | 76.61% | 76.37% | 72.09% | 70.25% | 73.79% | 71.38% | 69.99% | 70.04% | 72.74% | 53.18%
22600 | 70.6% | 71.11% | 76.37% | 76.13% | 71.82% | 69.98% | 73.53% | 71.13% | 69.71% | 69.77% | 72.48% | 52.88%
22700 | 70.33% | 70.84% | 76.14% | 75.88% | 71.54% | 69.7% | 73.27% | 70.85% | 69.43% | 69.48% | 72.22% | 52.56%
22800 | 70.05% | 70.56% | 75.91% | 75.63% | 71.27% | 69.42% | 73.01% | 70.58% | 69.16% | 69.2% | 71.95% | 52.23%
22900 | 69.77% | 70.3% | 75.67% | 75.4% | 71% | 69.14% | 72.74% | 70.3% | 68.87% | 68.92% | 71.7% | 51.91%
23000 | 69.5% | 70.02% | 75.43% | 75.16% | 70.73% | 68.86% | 72.47% | 70.03% | 68.59% | 68.64% | 71.45% | 51.58%
23100 | 69.22% | 69.74% | 75.2% | 74.92% | 70.46% | 68.57% | 72.2% | 69.75% | 68.3% | 68.35% | 71.19% | 51.26%
23200 | 68.94% | 69.47% | 74.97% | 74.67% | 70.18% | 68.29% | 71.93% | 69.47% | 68.01% | 68.07% | 70.93% | 50.93%
23300 | 68.67% | 69.19% | 74.72% | 74.42% | 69.91% | 68.01% | 71.67% | 69.19% | 67.72% | 67.78% | 70.66% | 50.59%
23400 | 68.38% | 68.92% | 74.48% | 74.18% | 69.63% | 67.72% | 71.39% | 68.92% | 67.42% | 67.48% | 70.4% | 50.26%
23500 | 68.11% | 68.65% | 74.23% | 73.94% | 69.34% | 67.45% | 71.12% | 68.64% | 67.13% | 67.19% | 70.13% | 49.92%
23600 | 67.82% | 68.36% | 73.98% | 73.7% | 69.05% | 67.16% | 70.86% | 68.37% | 66.84% | 66.89% | 69.85% | 49.58%
23700 | 67.53% | 68.07% | 73.74% | 73.46% | 68.77% | 66.88% | 70.59% | 68.07% | 66.54% | 66.6% | 69.58% | 49.23%
23800 | 67.24% | 67.78% | 73.5% | 73.23% | 68.49% | 66.58% | 70.31% | 67.79% | 66.24% | 66.3% | 69.3% | 48.89%
23900 | 66.94% | 67.48% | 73.26% | 73% | 68.21% | 66.28% | 70.04% | 67.5% | 65.95% | 66% | 69.01% | 48.55%
24000 | 66.64% | 67.18% | 73.02% | 72.76% | 67.92% | 65.98% | 69.76% | 67.21% | 65.65% | 65.7% | 68.73% | 48.22%
24100 | 66.34% | 66.88% | 72.77% | 72.52% | 67.65% | 65.67% | 69.48% | 66.92% | 65.36% | 65.41% | 68.44% | 47.89%
24200 | 66.03% | 66.58% | 72.53% | 72.28% | 67.37% | 65.37% | 69.2% | 66.63% | 65.07% | 65.1% | 68.15% | 47.56%
24300 | 65.72% | 66.29% | 72.29% | 72.04% | 67.08% | 65.06% | 68.92% | 66.34% | 64.78% | 64.81% | 67.87% | 47.24%
24400 | 65.42% | 66% | 72.05% | 71.79% | 66.78% | 64.76% | 68.64% | 66.05% | 64.49% | 64.51% | 67.58% | 46.91%
24500 | 65.12% | 65.71% | 71.82% | 71.54% | 66.49% | 64.46% | 68.36% | 65.75% | 64.2% | 64.22% | 67.3% | 46.57%
24600 | 64.82% | 65.41% | 71.57% | 71.29% | 66.19% | 64.17% | 68.08% | 65.46% | 63.9% | 63.92% | 67% | 46.24%
24700 | 64.52% | 65.12% | 71.34% | 71.04% | 65.89% | 63.87% | 67.79% | 65.17% | 63.6% | 63.63% | 66.71% | 45.9%
24800 | 64.21% | 64.83% | 71.11% | 70.8% | 65.59% | 63.57% | 67.5% | 64.87% | 63.29% | 63.33% | 66.42% | 45.55%
24900 | 63.9% | 64.54% | 70.87% | 70.56% | 65.29% | 63.26% | 67.22% | 64.58% | 62.98% | 63.03% | 66.13% | 45.22%
25000 | 63.6% | 64.24% | 70.64% | 70.33% | 64.99% | 62.96% | 66.92% | 64.29% | 62.67% | 62.72% | 65.83% | 44.87%
25100 | 63.29% | 63.93% | 70.4% | 70.08% | 64.68% | 62.65% | 66.63% | 63.98% | 62.36% | 62.42% | 65.53% | 44.52%
25200 | 62.99% | 63.63% | 70.15% | 69.84% | 64.39% | 62.34% | 66.34% | 63.67% | 62.05% | 62.11% | 65.23% | 44.17%
25300 | 62.69% | 63.33% | 69.92% | 69.59% | 64.1% | 62.04% | 66.06% | 63.35% | 61.75% | 61.81% | 64.94% | 43.82%
25400 | 62.4% | 63.01% | 69.67% | 69.35% | 63.79% | 61.73% | 65.76% | 63.05% | 61.44% | 61.5% | 64.64% | 43.47%
25500 | 62.1% | 62.71% | 69.42% | 69.11% | 63.49% | 61.43% | 65.46% | 62.74% | 61.14% | 61.19% | 64.33% | 43.13%
25600 | 61.8% | 62.4% | 69.17% | 68.86% | 63.2% | 61.13% | 65.17% | 62.44% | 60.85% | 60.89% | 64.04% | 42.79%
25700 | 61.51% | 62.09% | 68.92% | 68.61% | 62.91% | 60.84% | 64.87% | 62.13% | 60.55% | 60.59% | 63.74% | 42.44%
25800 | 61.21% | 61.79% | 68.68% | 68.35% | 62.61% | 60.54% | 64.58% | 61.84% | 60.25% | 60.29% | 63.44% | 42.09%
25900 | 60.92% | 61.48% | 68.43% | 68.1% | 62.31% | 60.24% | 64.29% | 61.53% | 59.96% | 60% | 63.13% | 41.74%
26000 | 60.62% | 61.19% | 68.18% | 67.85% | 62.01% | 59.95% | 63.98% | 61.22% | 59.66% | 59.71% | 62.83% | 41.4%
26100 | 60.32% | 60.88% | 67.92% | 67.59% | 61.7% | 59.64% | 63.68% | 60.93% | 59.36% | 59.42% | 62.53% | 41.05%
26200 | 60.02% | 60.58% | 67.67% | 67.33% | 61.4% | 59.35% | 63.37% | 60.62% | 59.06% | 59.12% | 62.23% | 40.71%
26300 | 59.72% | 60.29% | 67.41% | 67.07% | 61.11% | 59.05% | 63.06% | 60.31% | 58.75% | 58.82% | 61.93% | 40.36%
26400 | 59.42% | 59.99% | 67.16% | 66.82% | 60.81% | 58.75% | 62.75% | 60.01% | 58.46% | 58.52% | 61.63% | 40.01%
26500 | 59.12% | 59.7% | 66.91% | 66.56% | 60.52% | 58.46% | 62.45% | 59.7% | 58.16% | 58.22% | 61.33% | 39.66%
26600 | 58.82% | 59.4% | 66.67% | 66.31% | 60.23% | 58.16% | 62.14% | 59.39% | 57.86% | 57.91% | 61.03% | 39.32%
26700 | 58.52% | 59.11% | 66.41% | 66.07% | 59.93% | 57.86% | 61.83% | 59.08% | 57.56% | 57.61% | 60.73% | 38.98%
26800 | 58.23% | 58.81% | 66.15% | 65.81% | 59.64% | 57.56% | 61.52% | 58.77% | 57.26% | 57.31% | 60.42% | 38.64%
26900 | 57.94% | 58.51% | 65.87% | 65.55% | 59.33% | 57.26% | 61.22% | 58.47% | 56.96% | 57.01% | 60.11% | 38.31%
27000 | 57.64% | 58.2% | 65.6% | 65.3% | 59.03% | 56.97% | 60.91% | 58.17% | 56.67% | 56.72% | 59.81% | 37.99%
27100 | 57.35% | 57.91% | 65.32% | 65.04% | 58.73% | 56.67% | 60.6% | 57.86% | 56.36% | 56.43% | 59.51% | 37.66%
27200 | 57.05% | 57.61% | 65.06% | 64.78% | 58.44% | 56.37% | 60.3% | 57.56% | 56.06% | 56.12% | 59.21% | 37.31%
27300 | 56.75% | 57.32% | 64.79% | 64.5% | 58.14% | 56.05% | 60% | 57.26% | 55.75% | 55.82% | 58.91% | 36.96%
27400 | 56.45% | 57.02% | 64.51% | 64.23% | 57.84% | 55.74% | 59.7% | 56.96% | 55.45% | 55.51% | 58.61% | 36.61%
27500 | 56.15% | 56.72% | 64.23% | 63.96% | 57.54% | 55.43% | 59.39% | 56.66% | 55.15% | 55.22% | 58.29% | 36.26%
27600 | 55.85% | 56.42% | 63.96% | 63.68% | 57.24% | 55.12% | 59.1% | 56.36% | 54.82% | 54.92% | 57.99% | 35.92%
27700 | 55.54% | 56.12% | 63.68% | 63.41% | 56.94% | 54.8% | 58.8% | 56.06% | 54.52% | 54.62% | 57.69% | 35.59%
27800 | 55.23% | 55.81% | 63.41% | 63.15% | 56.64% | 54.5% | 58.5% | 55.76% | 54.21% | 54.31% | 57.39% | 35.23%
27900 | 54.92% | 55.51% | 63.14% | 62.87% | 56.34% | 54.18% | 58.21% | 55.46% | 53.91% | 54.01% | 57.09% | 34.88%
28000 | 54.6% | 55.2% | 62.87% | 62.61% | 56.04% | 53.87% | 57.9% | 55.15% | 53.6% | 53.69% | 56.79% | 34.52%
28100 | 54.28% | 54.89% | 62.61% | 62.34% | 55.73% | 53.56% | 57.6% | 54.86% | 53.29% | 53.37% | 56.5% | 34.18%
28200 | 53.96% | 54.57% | 62.34% | 62.08% | 55.42% | 53.24% | 57.31% | 54.56% | 52.97% | 53.06% | 56.2% | 33.84%
28300 | 53.64% | 54.25% | 62.06% | 61.81% | 55.11% | 52.92% | 57.01% | 54.24% | 52.65% | 52.73% | 55.89% | 33.5%
28400 | 53.31% | 53.94% | 61.79% | 61.53% | 54.8% | 52.6% | 56.71% | 53.92% | 52.31% | 52.41% | 55.58% | 33.16%
28500 | 52.98% | 53.63% | 61.51% | 61.24% | 54.49% | 52.28% | 56.42% | 53.6% | 51.97% | 52.06% | 55.27% | 32.82%
28600 | 52.65% | 53.31% | 61.22% | 60.96% | 54.18% | 51.95% | 56.13% | 53.28% | 51.63% | 51.73% | 54.95% | 32.46%
28700 | 52.33% | 52.99% | 60.93% | 60.67% | 53.87% | 51.63% | 55.82% | 52.96% | 51.29% | 51.39% | 54.63% | 32.11%
28800 | 52.01% | 52.66% | 60.65% | 60.38% | 53.56% | 51.3% | 55.51% | 52.63% | 50.97% | 51.06% | 54.31% | 31.76%
28900 | 51.69% | 52.33% | 60.35% | 60.08% | 53.24% | 50.97% | 55.2% | 52.31% | 50.64% | 50.73% | 53.99% | 31.42%
29000 | 51.36% | 52% | 60.06% | 59.77% | 52.92% | 50.64% | 54.88% | 51.98% | 50.31% | 50.39% | 53.67% | 31.06%
29100 | 51.02% | 51.67% | 59.77% | 59.46% | 52.6% | 50.31% | 54.56% | 51.65% | 49.99% | 50.05% | 53.36% | 30.7%
29200 | 50.7% | 51.35% | 59.48% | 59.16% | 52.27% | 49.97% | 54.25% | 51.32% | 49.67% | 49.71% | 53.04% | 30.34%
29300 | 50.36% | 51.02% | 59.19% | 58.86% | 51.94% | 49.64% | 53.93% | 51% | 49.35% | 49.38% | 52.72% | 29.99%
29400 | 50.03% | 50.7% | 58.9% | 58.56% | 51.62% | 49.32% | 53.62% | 50.68% | 49.03% | 49.05% | 52.4% | 29.64%
29500 | 49.7% | 50.37% | 58.62% | 58.26% | 51.29% | 49% | 53.3% | 50.36% | 48.7% | 48.72% | 52.09% | 29.3%
29600 | 49.37% | 50.06% | 58.33% | 57.97% | 50.96% | 48.66% | 52.98% | 50.04% | 48.38% | 48.41% | 51.76% | 28.94%
29700 | 49.04% | 49.74% | 58.03% | 57.68% | 50.63% | 48.33% | 52.66% | 49.72% | 48.06% | 48.08% | 51.44% | 28.58%
29800 | 48.72% | 49.41% | 57.74% | 57.38% | 50.3% | 48.01% | 52.34% | 49.39% | 47.73% | 47.75% | 51.11% | 28.22%
29900 | 48.4% | 49.08% | 57.43% | 57.08% | 49.97% | 47.68% | 52.01% | 49.07% | 47.4% | 47.42% | 50.78% | 27.86%
30000 | 48.08% | 48.76% | 57.14% | 56.77% | 49.64% | 47.35% | 51.69% | 48.74% | 47.06% | 47.08% | 50.45% | 27.5%
30100 | 47.76% | 48.43% | 56.84% | 56.47% | 49.31% | 47.01% | 51.38% | 48.42% | 46.72% | 46.75% | 50.12% | 27.15%
30200 | 47.42% | 48.1% | 56.55% | 56.16% | 48.99% | 46.68% | 51.07% | 48.1% | 46.38% | 46.4% | 49.8% | 26.8%
30300 | 47.09% | 47.76% | 56.25% | 55.84% | 48.66% | 46.34% | 50.74% | 47.77% | 46.03% | 46.07% | 49.48% | 26.43%
30400 | 46.75% | 47.42% | 55.96% | 55.52% | 48.34% | 46% | 50.41% | 47.45% | 45.69% | 45.73% | 49.15% | 26.07%
30500 | 46.41% | 47.07% | 55.65% | 55.2% | 48.01% | 45.67% | 50.08% | 47.11% | 45.35% | 45.4% | 48.82% | 25.7%
30600 | 46.07% | 46.73% | 55.33% | 54.88% | 47.68% | 45.33% | 49.75% | 46.78% | 45.01% | 45.06% | 48.5% | 25.36%
30700 | 45.74% | 46.39% | 55.02% | 54.56% | 47.34% | 44.98% | 49.41% | 46.45% | 44.67% | 44.72% | 48.17% | 25%
30800 | 45.41% | 46.04% | 54.71% | 54.24% | 47% | 44.62% | 49.09% | 46.11% | 44.33% | 44.38% | 47.84% | 24.66%
30900 | 45.06% | 45.69% | 54.4% | 53.92% | 46.66% | 44.28% | 48.76% | 45.77% | 43.97% | 44.03% | 47.51% | 24.32%
31000 | 44.73% | 45.34% | 54.09% | 53.59% | 46.32% | 43.93% | 48.44% | 45.43% | 43.61% | 43.69% | 47.17% | 23.98%
31100 | 44.38% | 45.01% | 53.78% | 53.29% | 45.98% | 43.58% | 48.1% | 45.08% | 43.26% | 43.34% | 46.82% | 23.65%
31200 | 44.04% | 44.66% | 53.46% | 52.97% | 45.64% | 43.24% | 47.78% | 44.73% | 42.91% | 42.99% | 46.48% | 23.32%
31300 | 43.7% | 44.33% | 53.14% | 52.65% | 45.3% | 42.89% | 47.44% | 44.39% | 42.55% | 42.64% | 46.14% | 22.99%
31400 | 43.35% | 43.99% | 52.81% | 52.33% | 44.96% | 42.54% | 47.1% | 44.03% | 42.21% | 42.28% | 45.8% | 22.66%
31500 | 43% | 43.64% | 52.49% | 52.01% | 44.6% | 42.18% | 46.75% | 43.68% | 41.85% | 41.93% | 45.47% | 22.34%
31600 | 42.64% | 43.29% | 52.17% | 51.7% | 44.26% | 41.82% | 46.41% | 43.34% | 41.5% | 41.58% | 45.13% | 22.02%
31700 | 42.3% | 42.94% | 51.84% | 51.39% | 43.9% | 41.47% | 46.06% | 42.98% | 41.15% | 41.22% | 44.8% | 21.7%
31800 | 41.95% | 42.58% | 51.52% | 51.07% | 43.56% | 41.12% | 45.71% | 42.62% | 40.79% | 40.86% | 44.46% | 21.38%
31900 | 41.59% | 42.23% | 51.21% | 50.75% | 43.21% | 40.78% | 45.37% | 42.26% | 40.42% | 40.52% | 44.12% | 21.06%
32000 | 41.24% | 41.88% | 50.9% | 50.43% | 42.87% | 40.43% | 45.03% | 41.89% | 40.07% | 40.17% | 43.77% | 20.76%
32100 | 40.89% | 41.53% | 50.57% | 50.1% | 42.53% | 40.08% | 44.68% | 41.54% | 39.73% | 39.83% | 43.42% | 20.46%
32200 | 40.54% | 41.17% | 50.25% | 49.78% | 42.18% | 39.74% | 44.33% | 41.2% | 39.38% | 39.48% | 43.08% | 20.16%
32300 | 40.2% | 40.82% | 49.93% | 49.44% | 41.84% | 39.4% | 43.99% | 40.85% | 39.04% | 39.14% | 42.72% | 19.87%
32400 | 39.85% | 40.46% | 49.6% | 49.12% | 41.49% | 39.06% | 43.65% | 40.52% | 38.7% | 38.79% | 42.37% | 19.58%
32500 | 39.51% | 40.11% | 49.28% | 48.79% | 41.15% | 38.72% | 43.29% | 40.17% | 38.36% | 38.43% | 42.02% | 19.29%
32600 | 39.17% | 39.76% | 48.96% | 48.46% | 40.81% | 38.37% | 42.94% | 39.82% | 38.02% | 38.1% | 41.67% | 18.99%
32700 | 38.83% | 39.42% | 48.63% | 48.13% | 40.47% | 38.05% | 42.59% | 39.47% | 37.68% | 37.76% | 41.32% | 18.7%
32800 | 38.48% | 39.08% | 48.31% | 47.8% | 40.13% | 37.71% | 42.24% | 39.12% | 37.35% | 37.42% | 40.97% | 18.41%
32900 | 38.13% | 38.74% | 47.97% | 47.47% | 39.78% | 37.38% | 41.89% | 38.77% | 37.02% | 37.07% | 40.61% | 18.14%
33000 | 37.78% | 38.4% | 47.64% | 47.15% | 39.44% | 37.03% | 41.54% | 38.43% | 36.68% | 36.74% | 40.25% | 17.87%
33100 | 37.43% | 38.06% | 47.32% | 46.83% | 39.09% | 36.68% | 41.2% | 38.09% | 36.34% | 36.4% | 39.9% | 17.6%
33200 | 37.09% | 37.71% | 46.99% | 46.51% | 38.76% | 36.33% | 40.85% | 37.75% | 35.99% | 36.05% | 39.56% | 17.34%
33300 | 36.76% | 37.37% | 46.67% | 46.17% | 38.42% | 35.99% | 40.51% | 37.4% | 35.65% | 35.71% | 39.21% | 17.06%
33400 | 36.41% | 37.03% | 46.34% | 45.85% | 38.08% | 35.64% | 40.15% | 37.05% | 35.3% | 35.36% | 38.86% | 16.79%
33500 | 36.07% | 36.68% | 46.01% | 45.53% | 37.75% | 35.29% | 39.81% | 36.69% | 34.95% | 35.01% | 38.52% | 16.52%
33600 | 35.72% | 36.32% | 45.68% | 45.21% | 37.4% | 34.95% | 39.46% | 36.33% | 34.61% | 34.67% | 38.19% | 16.25%
33700 | 35.37% | 35.98% | 45.35% | 44.89% | 37.06% | 34.62% | 39.1% | 35.98% | 34.27% | 34.32% | 37.86% | 15.99%
33800 | 35.03% | 35.64% | 45.03% | 44.57% | 36.71% | 34.28% | 38.76% | 35.63% | 33.94% | 33.98% | 37.52% | 15.72%
33900 | 34.69% | 35.3% | 44.7% | 44.25% | 36.37% | 33.94% | 38.41% | 35.28% | 33.6% | 33.64% | 37.19% | 15.47%
34000 | 34.35% | 34.96% | 44.37% | 43.94% | 36.03% | 33.61% | 38.06% | 34.94% | 33.27% | 33.31% | 36.86% | 15.21%
34100 | 34.01% | 34.63% | 44.04% | 43.61% | 35.68% | 33.27% | 37.71% | 34.61% | 32.93% | 32.97% | 36.52% | 14.96%
34200 | 33.68% | 34.29% | 43.71% | 43.29% | 35.34% | 32.93% | 37.37% | 34.26% | 32.59% | 32.64% | 36.2% | 14.73%
34300 | 33.34% | 33.94% | 43.38% | 42.96% | 34.99% | 32.59% | 37.04% | 33.92% | 32.25% | 32.3% | 35.86% | 14.48%
34400 | 33.01% | 33.61% | 43.06% | 42.65% | 34.65% | 32.25% | 36.7% | 33.58% | 31.91% | 31.95% | 35.52% | 14.22%
34500 | 32.67% | 33.27% | 42.73% | 42.32% | 34.3% | 31.91% | 36.37% | 33.25% | 31.56% | 31.6% | 35.19% | 13.97%
34600 | 32.33% | 32.94% | 42.39% | 41.99% | 33.96% | 31.57% | 36.04% | 32.91% | 31.22% | 31.27% | 34.85% | 13.72%
34700 | 31.98% | 32.6% | 42.08% | 41.67% | 33.62% | 31.23% | 35.71% | 32.58% | 30.88% | 30.94% | 34.51% | 13.47%
34800 | 31.63% | 32.27% | 41.75% | 41.35% | 33.28% | 30.89% | 35.37% | 32.25% | 30.53% | 30.6% | 34.16% | 13.22%
34900 | 31.28% | 31.94% | 41.43% | 41.04% | 32.94% | 30.55% | 35.03% | 31.91% | 30.2% | 30.25% | 33.82% | 12.97%
35000 | 30.93% | 31.6% | 41.12% | 40.72% | 32.6% | 30.2% | 34.7% | 31.57% | 29.87% | 29.92% | 33.49% | 12.74%
35100 | 30.59% | 31.27% | 40.8% | 40.41% | 32.26% | 29.86% | 34.36% | 31.24% | 29.54% | 29.59% | 33.16% | 12.5%
35200 | 30.25% | 30.92% | 40.49% | 40.09% | 31.93% | 29.53% | 34.02% | 30.9% | 29.21% | 29.26% | 32.8% | 12.26%
35300 | 29.92% | 30.57% | 40.18% | 39.78% | 31.58% | 29.2% | 33.68% | 30.56% | 28.87% | 28.93% | 32.47% | 12.03%
35400 | 29.58% | 30.23% | 39.85% | 39.46% | 31.23% | 28.86% | 33.35% | 30.22% | 28.53% | 28.6% | 32.13% | 11.8%
35500 | 29.25% | 29.9% | 39.53% | 39.15% | 30.89% | 28.52% | 33.01% | 29.88% | 28.19% | 28.26% | 31.8% | 11.59%
35600 | 28.91% | 29.55% | 39.22% | 38.85% | 30.56% | 28.18% | 32.68% | 29.54% | 27.86% | 27.93% | 31.46% | 11.37%
35700 | 28.59% | 29.21% | 38.9% | 38.54% | 30.22% | 27.84% | 32.36% | 29.21% | 27.52% | 27.6% | 31.12% | 11.16%
35800 | 28.25% | 28.88% | 38.58% | 38.22% | 29.88% | 27.5% | 32.03% | 28.89% | 27.19% | 27.26% | 30.78% | 10.97%
35900 | 27.91% | 28.54% | 38.27% | 37.91% | 29.54% | 27.17% | 31.7% | 28.56% | 26.87% | 26.93% | 30.44% | 10.76%
36000 | 27.58% | 28.19% | 37.95% | 37.58% | 29.2% | 26.84% | 31.37% | 28.23% | 26.55% | 26.6% | 30.09% | 10.56%
36100 | 27.25% | 27.86% | 37.64% | 37.27% | 28.85% | 26.51% | 31.03% | 27.9% | 26.23% | 26.28% | 29.74% | 10.36%
36200 | 26.92% | 27.52% | 37.32% | 36.95% | 28.51% | 26.18% | 30.69% | 27.57% | 25.9% | 25.96% | 29.41% | 10.16%
36300 | 26.59% | 27.19% | 37% | 36.65% | 28.18% | 25.86% | 30.34% | 27.24% | 25.58% | 25.63% | 29.08% | 9.959%
36400 | 26.27% | 26.86% | 36.69% | 36.35% | 27.84% | 25.54% | 30% | 26.91% | 25.26% | 25.32% | 28.75% | 9.761%
36500 | 25.94% | 26.54% | 36.39% | 36.04% | 27.51% | 25.23% | 29.66% | 26.58% | 24.93% | 25% | 28.42% | 9.552%
36600 | 25.62% | 26.21% | 36.08% | 35.74% | 27.19% | 24.92% | 29.33% | 26.24% | 24.62% | 24.68% | 28.1% | 9.36%
36700 | 25.3% | 25.89% | 35.78% | 35.44% | 26.87% | 24.61% | 28.99% | 25.92% | 24.31% | 24.37% | 27.78% | 9.169%
36800 | 24.97% | 25.56% | 35.47% | 35.13% | 26.55% | 24.3% | 28.66% | 25.6% | 24% | 24.06% | 27.45% | 8.976%
36900 | 24.66% | 25.24% | 35.17% | 34.82% | 26.23% | 24% | 28.33% | 25.27% | 23.7% | 23.75% | 27.13% | 8.783%
37000 | 24.35% | 24.93% | 34.88% | 34.52% | 25.91% | 23.7% | 28% | 24.96% | 23.4% | 23.45% | 26.8% | 8.591%
37100 | 24.04% | 24.61% | 34.59% | 34.21% | 25.59% | 23.4% | 27.67% | 24.64% | 23.1% | 23.16% | 26.48% | 8.398%
37200 | 23.74% | 24.3% | 34.3% | 33.92% | 25.27% | 23.1% | 27.34% | 24.32% | 22.8% | 22.86% | 26.16% | 8.214%
37300 | 23.45% | 23.99% | 34% | 33.61% | 24.95% | 22.81% | 27.01% | 24.01% | 22.52% | 22.57% | 25.84% | 8.033%
37400 | 23.15% | 23.68% | 33.7% | 33.31% | 24.64% | 22.52% | 26.7% | 23.7% | 22.23% | 22.27% | 25.52% | 7.87%
37500 | 22.85% | 23.38% | 33.41% | 33% | 24.33% | 22.23% | 26.38% | 23.39% | 21.94% | 21.98% | 25.2% | 7.705%
37600 | 22.56% | 23.09% | 33.11% | 32.71% | 24.02% | 21.95% | 26.06% | 23.1% | 21.65% | 21.69% | 24.9% | 7.543%
37700 | 22.27% | 22.8% | 32.82% | 32.42% | 23.71% | 21.66% | 25.75% | 22.8% | 21.36% | 21.41% | 24.59% | 7.386%
37800 | 21.98% | 22.51% | 32.52% | 32.14% | 23.4% | 21.38% | 25.43% | 22.51% | 21.08% | 21.13% | 24.29% | 7.232%
37900 | 21.7% | 22.22% | 32.23% | 31.86% | 23.09% | 21.1% | 25.13% | 22.21% | 20.79% | 20.85% | 23.99% | 7.071%
38000 | 21.41% | 21.93% | 31.93% | 31.57% | 22.79% | 20.81% | 24.83% | 21.93% | 20.51% | 20.56% | 23.69% | 6.916%
38100 | 21.12% | 21.65% | 31.64% | 31.28% | 22.49% | 20.52% | 24.52% | 21.66% | 20.24% | 20.28% | 23.4% | 6.759%
38200 | 20.84% | 21.37% | 31.35% | 30.99% | 22.2% | 20.24% | 24.21% | 21.37% | 19.96% | 20% | 23.11% | 6.605%
38300 | 20.54% | 21.08% | 31.06% | 30.71% | 21.9% | 19.95% | 23.91% | 21.09% | 19.69% | 19.73% | 22.83% | 6.452%
38400 | 20.26% | 20.81% | 30.77% | 30.42% | 21.62% | 19.68% | 23.62% | 20.81% | 19.44% | 19.46% | 22.54% | 6.313%
38500 | 19.99% | 20.53% | 30.49% | 30.13% | 21.34% | 19.41% | 23.31% | 20.54% | 19.17% | 19.19% | 22.25% | 6.17%
38600 | 19.71% | 20.24% | 30.21% | 29.84% | 21.06% | 19.13% | 23.01% | 20.25% | 18.9% | 18.91% | 21.97% | 6.02%
38700 | 19.43% | 19.96% | 29.91% | 29.57% | 20.78% | 18.86% | 22.71% | 19.98% | 18.62% | 18.65% | 21.67% | 5.875%
38800 | 19.16% | 19.68% | 29.63% | 29.29% | 20.5% | 18.58% | 22.41% | 19.7% | 18.34% | 18.37% | 21.39% | 5.737%
38900 | 18.88% | 19.41% | 29.35% | 29.01% | 20.22% | 18.31% | 22.12% | 19.43% | 18.06% | 18.1% | 21.09% | 5.599%
39000 | 18.62% | 19.14% | 29.06% | 28.74% | 19.95% | 18.03% | 21.84% | 19.16% | 17.78% | 17.84% | 20.81% | 5.46%
39100 | 18.34% | 18.87% | 28.77% | 28.46% | 19.67% | 17.75% | 21.55% | 18.89% | 17.51% | 17.57% | 20.52% | 5.323%
39200 | 18.07% | 18.59% | 28.49% | 28.18% | 19.39% | 17.49% | 21.27% | 18.61% | 17.25% | 17.31% | 20.23% | 5.178%
39300 | 17.82% | 18.31% | 28.2% | 27.9% | 19.11% | 17.23% | 20.99% | 18.34% | 16.99% | 17.06% | 19.95% | 5.037%
39400 | 17.56% | 18.03% | 27.93% | 27.64% | 18.84% | 16.98% | 20.71% | 18.08% | 16.74% | 16.81% | 19.67% | 4.895%
39500 | 17.3% | 17.76% | 27.66% | 27.36% | 18.57% | 16.72% | 20.43% | 17.82% | 16.5% | 16.55% | 19.4% | 4.755%
39600 | 17.04% | 17.5% | 27.39% | 27.1% | 18.3% | 16.47% | 20.15% | 17.55% | 16.25% | 16.3% | 19.13% | 4.62%
39700 | 16.79% | 17.23% | 27.12% | 26.84% | 18.03% | 16.22% | 19.87% | 17.3% | 16% | 16.05% | 18.86% | 4.493%
39800 | 16.54% | 16.98% | 26.84% | 26.57% | 17.77% | 15.97% | 19.6% | 17.03% | 15.76% | 15.81% | 18.59% | 4.379%
39900 | 16.3% | 16.73% | 26.57% | 26.31% | 17.51% | 15.74% | 19.32% | 16.77% | 15.53% | 15.57% | 18.33% | 4.257%
40000 | 16.06% | 16.49% | 26.31% | 26.04% | 17.25% | 15.5% | 19.05% | 16.52% | 15.3% | 15.35% | 18.06% | 4.138%
40100 | 15.83% | 16.25% | 26.04% | 25.77% | 16.99% | 15.28% | 18.78% | 16.27% | 15.09% | 15.13% | 17.8% | 4.009%
40200 | 15.6% | 16% | 25.78% | 25.5% | 16.74% | 15.07% | 18.51% | 16.03% | 14.86% | 14.9% | 17.54% | 3.884%
40300 | 15.37% | 15.77% | 25.53% | 25.23% | 16.5% | 14.86% | 18.25% | 15.8% | 14.64% | 14.68% | 17.28% | 3.767%
40400 | 15.14% | 15.54% | 25.28% | 24.96% | 16.26% | 14.64% | 17.98% | 15.57% | 14.42% | 14.46% | 17.03% | 3.656%
40500 | 14.92% | 15.31% | 25.03% | 24.7% | 16.02% | 14.42% | 17.72% | 15.33% | 14.2% | 14.25% | 16.77% | 3.556%
40600 | 14.7% | 15.1% | 24.77% | 24.44% | 15.79% | 14.21% | 17.46% | 15.1% | 13.99% | 14.04% | 16.51% | 3.465%
40700 | 14.48% | 14.87% | 24.52% | 24.18% | 15.56% | 14% | 17.19% | 14.88% | 13.77% | 13.83% | 16.26% | 3.378%
40800 | 14.26% | 14.65% | 24.26% | 23.93% | 15.34% | 13.79% | 16.94% | 14.65% | 13.56% | 13.62% | 16.03% | 3.288%
40900 | 14.05% | 14.44% | 24.01% | 23.68% | 15.11% | 13.57% | 16.69% | 14.43% | 13.35% | 13.4% | 15.79% | 3.192%
41000 | 13.83% | 14.22% | 23.77% | 23.44% | 14.89% | 13.36% | 16.45% | 14.22% | 13.14% | 13.19% | 15.56% | 3.098%
41100 | 13.61% | 14% | 23.53% | 23.19% | 14.67% | 13.15% | 16.2% | 14% | 12.94% | 12.99% | 15.34% | 3.013%
41200 | 13.41% | 13.78% | 23.3% | 22.95% | 14.46% | 12.94% | 15.96% | 13.79% | 12.74% | 12.79% | 15.12% | 2.927%
41300 | 13.2% | 13.58% | 23.06% | 22.71% | 14.25% | 12.73% | 15.72% | 13.57% | 12.53% | 12.58% | 14.9% | 2.834%
41400 | 12.99% | 13.37% | 22.82% | 22.48% | 14.04% | 12.53% | 15.49% | 13.36% | 12.33% | 12.38% | 14.68% | 2.747%
41500 | 12.78% | 13.16% | 22.58% | 22.24% | 13.83% | 12.34% | 15.26% | 13.15% | 12.13% | 12.17% | 14.47% | 2.663%
41600 | 12.58% | 12.95% | 22.34% | 22% | 13.62% | 12.14% | 15.04% | 12.95% | 11.92% | 11.97% | 14.26% | 2.584%
41700 | 12.37% | 12.75% | 22.11% | 21.76% | 13.42% | 11.95% | 14.82% | 12.75% | 11.72% | 11.77% | 14.06% | 2.504%
41800 | 12.18% | 12.55% | 21.88% | 21.51% | 13.2% | 11.75% | 14.6% | 12.55% | 11.52% | 11.58% | 13.84% | 2.429%
41900 | 11.98% | 12.34% | 21.64% | 21.27% | 12.98% | 11.55% | 14.39% | 12.36% | 11.33% | 11.39% | 13.63% | 2.365%
42000 | 11.79% | 12.15% | 21.41% | 21.02% | 12.77% | 11.36% | 14.18% | 12.16% | 11.13% | 11.19% | 13.42% | 2.302%
42100 | 11.59% | 11.95% | 21.18% | 20.79% | 12.56% | 11.15% | 13.97% | 11.96% | 10.94% | 11% | 13.2% | 2.239%
42200 | 11.39% | 11.75% | 20.95% | 20.55% | 12.36% | 10.96% | 13.76% | 11.76% | 10.75% | 10.8% | 12.99% | 2.178%
42300 | 11.19% | 11.56% | 20.71% | 20.33% | 12.16% | 10.76% | 13.55% | 11.57% | 10.55% | 10.6% | 12.79% | 2.12%
42400 | 11% | 11.36% | 20.47% | 20.09% | 11.96% | 10.56% | 13.34% | 11.37% | 10.36% | 10.41% | 12.58% | 2.06%
42500 | 10.8% | 11.16% | 20.23% | 19.86% | 11.76% | 10.37% | 13.13% | 11.17% | 10.16% | 10.22% | 12.36% | 2.003%
42600 | 10.61% | 10.97% | 20% | 19.62% | 11.56% | 10.18% | 12.92% | 10.98% | 9.969% | 10.04% | 12.16% | 1.943%
42700 | 10.42% | 10.77% | 19.77% | 19.39% | 11.37% | 9.993% | 12.71% | 10.79% | 9.782% | 9.851% | 11.97% | 1.889%
42800 | 10.23% | 10.58% | 19.54% | 19.16% | 11.18% | 9.809% | 12.51% | 10.6% | 9.594% | 9.664% | 11.76% | 1.835%
42900 | 10.05% | 10.38% | 19.31% | 18.93% | 10.99% | 9.622% | 12.31% | 10.41% | 9.409% | 9.474% | 11.57% | 1.778%
43000 | 9.866% | 10.2% | 19.08% | 18.72% | 10.8% | 9.439% | 12.12% | 10.23% | 9.227% | 9.289% | 11.36% | 1.717%
43100 | 9.676% | 10.02% | 18.85% | 18.49% | 10.61% | 9.257% | 11.92% | 10.05% | 9.046% | 9.105% | 11.16% | 1.655%
43200 | 9.492% | 9.837% | 18.62% | 18.26% | 10.43% | 9.079% | 11.73% | 9.869% | 8.872% | 8.925% | 10.96% | 1.598%
43300 | 9.312% | 9.648% | 18.4% | 18.04% | 10.24% | 8.891% | 11.54% | 9.692% | 8.701% | 8.747% | 10.76% | 1.538%
43400 | 9.138% | 9.471% | 18.18% | 17.82% | 10.06% | 8.716% | 11.34% | 9.513% | 8.531% | 8.576% | 10.57% | 1.486%
43500 | 8.966% | 9.289% | 17.95% | 17.6% | 9.877% | 8.543% | 11.15% | 9.34% | 8.364% | 8.409% | 10.37% | 1.436%
43600 | 8.801% | 9.099% | 17.73% | 17.38% | 9.701% | 8.376% | 10.96% | 9.169% | 8.199% | 8.239% | 10.17% | 1.392%
43700 | 8.636% | 8.925% | 17.5% | 17.17% | 9.517% | 8.214% | 10.77% | 8.997% | 8.038% | 8.079% | 9.983% | 1.344%
43800 | 8.469% | 8.755% | 17.27% | 16.96% | 9.341% | 8.051% | 10.58% | 8.831% | 7.88% | 7.925% | 9.796% | 1.295%
43900 | 8.3% | 8.586% | 17.05% | 16.75% | 9.162% | 7.893% | 10.38% | 8.667% | 7.725% | 7.765% | 9.615% | 1.249%
44000 | 8.14% | 8.418% | 16.83% | 16.54% | 8.986% | 7.733% | 10.19% | 8.502% | 7.576% | 7.612% | 9.43% | 1.2%
44100 | 7.981% | 8.253% | 16.63% | 16.33% | 8.81% | 7.577% | 10.01% | 8.34% | 7.425% | 7.461% | 9.253% | 1.151%
44200 | 7.825% | 8.095% | 16.42% | 16.13% | 8.641% | 7.42% | 9.828% | 8.178% | 7.275% | 7.318% | 9.084% | 1.105%
44300 | 7.675% | 7.939% | 16.21% | 15.92% | 8.47% | 7.27% | 9.644% | 8.021% | 7.131% | 7.174% | 8.919% | 1.061%
44400 | 7.521% | 7.786% | 16.01% | 15.72% | 8.305% | 7.12% | 9.459% | 7.866% | 6.986% | 7.028% | 8.756% | 1.014%
44500 | 7.375% | 7.634% | 15.81% | 15.52% | 8.142% | 6.971% | 9.284% | 7.711% | 6.843% | 6.881% | 8.597% | 0.9763%
44600 | 7.229% | 7.487% | 15.61% | 15.32% | 7.985% | 6.829% | 9.113% | 7.568% | 6.701% | 6.738% | 8.435% | 0.9379%
44700 | 7.085% | 7.336% | 15.41% | 15.12% | 7.83% | 6.683% | 8.937% | 7.421% | 6.558% | 6.591% | 8.269% | 0.9041%
44800 | 6.944% | 7.188% | 15.22% | 14.92% | 7.675% | 6.542% | 8.77% | 7.272% | 6.421% | 6.449% | 8.107% | 0.8703%
44900 | 6.806% | 7.051% | 15.03% | 14.72% | 7.528% | 6.405% | 8.606% | 7.126% | 6.285% | 6.308% | 7.94% | 0.8377%
45000 | 6.672% | 6.909% | 14.85% | 14.53% | 7.382% | 6.271% | 8.446% | 6.986% | 6.148% | 6.172% | 7.784% | 0.8036%
45100 | 6.54% | 6.773% | 14.66% | 14.34% | 7.234% | 6.134% | 8.284% | 6.843% | 6.018% | 6.041% | 7.631% | 0.7686%
45200 | 6.404% | 6.634% | 14.48% | 14.15% | 7.091% | 6.004% | 8.13% | 6.707% | 5.881% | 5.91% | 7.478% | 0.7372%
45300 | 6.265% | 6.494% | 14.3% | 13.97% | 6.949% | 5.873% | 7.974% | 6.57% | 5.751% | 5.784% | 7.326% | 0.7078%
45400 | 6.132% | 6.358% | 14.11% | 13.79% | 6.811% | 5.737% | 7.819% | 6.433% | 5.623% | 5.662% | 7.179% | 0.6796%
45500 | 6.002% | 6.226% | 13.92% | 13.62% | 6.678% | 5.61% | 7.666% | 6.293% | 5.494% | 5.535% | 7.039% | 0.6489%
45600 | 5.88% | 6.096% | 13.74% | 13.45% | 6.548% | 5.491% | 7.513% | 6.169% | 5.367% | 5.407% | 6.902% | 0.6184%
45700 | 5.754% | 5.966% | 13.56% | 13.28% | 6.415% | 5.363% | 7.362% | 6.038% | 5.245% | 5.284% | 6.762% | 0.5944%
45800 | 5.631% | 5.839% | 13.38% | 13.11% | 6.281% | 5.241% | 7.221% | 5.911% | 5.123% | 5.162% | 6.624% | 0.5691%
45900 | 5.51% | 5.721% | 13.21% | 12.94% | 6.151% | 5.121% | 7.081% | 5.786% | 5.004% | 5.042% | 6.486% | 0.545%
46000 | 5.389% | 5.602% | 13.03% | 12.77% | 6.022% | 5.001% | 6.943% | 5.66% | 4.879% | 4.917% | 6.36% | 0.5213%
46100 | 5.271% | 5.483% | 12.87% | 12.61% | 5.889% | 4.882% | 6.802% | 5.536% | 4.757% | 4.797% | 6.23% | 0.4991%
46200 | 5.152% | 5.365% | 12.7% | 12.44% | 5.765% | 4.766% | 6.665% | 5.417% | 4.641% | 4.677% | 6.103% | 0.4735%
46300 | 5.036% | 5.25% | 12.53% | 12.28% | 5.638% | 4.652% | 6.532% | 5.3% | 4.513% | 4.559% | 5.978% | 0.4457%
46400 | 4.917% | 5.13% | 12.36% | 12.12% | 5.516% | 4.54% | 6.4% | 5.186% | 4.4% | 4.445% | 5.849% | 0.425%
46500 | 4.803% | 5.013% | 12.19% | 11.96% | 5.395% | 4.427% | 6.274% | 5.076% | 4.292% | 4.333% | 5.72% | 0.4059%
46600 | 4.688% | 4.893% | 12.03% | 11.8% | 5.275% | 4.312% | 6.142% | 4.965% | 4.181% | 4.22% | 5.585% | 0.3834%
46700 | 4.573% | 4.78% | 11.87% | 11.65% | 5.159% | 4.197% | 6.016% | 4.846% | 4.073% | 4.113% | 5.458% | 0.3627%
46800 | 4.461% | 4.665% | 11.71% | 11.49% | 5.043% | 4.085% | 5.891% | 4.73% | 3.968% | 4.002% | 5.33% | 0.344%
46900 | 4.353% | 4.556% | 11.55% | 11.33% | 4.924% | 3.971% | 5.767% | 4.615% | 3.865% | 3.901% | 5.203% | 0.3306%
47000 | 4.251% | 4.444% | 11.4% | 11.18% | 4.811% | 3.864% | 5.641% | 4.503% | 3.765% | 3.803% | 5.081% | 0.3171%
47100 | 4.148% | 4.336% | 11.25% | 11.03% | 4.7% | 3.76% | 5.515% | 4.397% | 3.666% | 3.702% | 4.954% | 0.3012%
47200 | 4.049% | 4.235% | 11.09% | 10.88% | 4.586% | 3.657% | 5.392% | 4.292% | 3.568% | 3.599% | 4.83% | 0.2827%
47300 | 3.948% | 4.133% | 10.95% | 10.73% | 4.469% | 3.555% | 5.271% | 4.187% | 3.472% | 3.504% | 4.714% | 0.2658%
47400 | 3.849% | 4.031% | 10.8% | 10.57% | 4.359% | 3.465% | 5.15% | 4.084% | 3.372% | 3.407% | 4.602% | 0.2486%
47500 | 3.75% | 3.928% | 10.65% | 10.42% | 4.25% | 3.372% | 5.03% | 3.985% | 3.282% | 3.312% | 4.49% | 0.2303%
47600 | 3.658% | 3.828% | 10.5% | 10.27% | 4.144% | 3.278% | 4.915% | 3.883% | 3.19% | 3.22% | 4.377% | 0.216%
47700 | 3.56% | 3.729% | 10.35% | 10.13% | 4.038% | 3.189% | 4.803% | 3.785% | 3.104% | 3.13% | 4.269% | 0.2035%
47800 | 3.473% | 3.632% | 10.21% | 9.982% | 3.93% | 3.106% | 4.69% | 3.693% | 3.021% | 3.046% | 4.162% | 0.1908%
47900 | 3.391% | 3.542% | 10.07% | 9.844% | 3.827% | 3.023% | 4.578% | 3.604% | 2.94% | 2.964% | 4.058% | 0.1773%
48000 | 3.304% | 3.454% | 9.928% | 9.699% | 3.732% | 2.941% | 4.477% | 3.517% | 2.861% | 2.885% | 3.956% | 0.1657%
48100 | 3.229% | 3.368% | 9.789% | 9.559% | 3.629% | 2.858% | 4.373% | 3.433% | 2.781% | 2.807% | 3.854% | 0.1526%
48200 | 3.153% | 3.288% | 9.648% | 9.42% | 3.536% | 2.78% | 4.269% | 3.351% | 2.708% | 2.73% | 3.754% | 0.142%
48300 | 3.076% | 3.207% | 9.511% | 9.282% | 3.441% | 2.707% | 4.168% | 3.266% | 2.633% | 2.659% | 3.656% | 0.1321%
48400 | 3.001% | 3.129% | 9.375% | 9.149% | 3.351% | 2.637% | 4.071% | 3.185% | 2.564% | 2.588% | 3.565% | 0.1251%
48500 | 2.927% | 3.053% | 9.237% | 9.009% | 3.265% | 2.565% | 3.973% | 3.103% | 2.495% | 2.518% | 3.473% | 0.1166%
48600 | 2.857% | 2.978% | 9.105% | 8.874% | 3.181% | 2.496% | 3.881% | 3.028% | 2.429% | 2.45% | 3.381% | 0.1084%
48700 | 2.785% | 2.904% | 8.975% | 8.743% | 3.099% | 2.423% | 3.782% | 2.95% | 2.363% | 2.384% | 3.29% | 0.1005%
48800 | 2.722% | 2.832% | 8.843% | 8.618% | 3.019% | 2.355% | 3.687% | 2.877% | 2.301% | 2.318% | 3.207% | 0.09516%
48900 | 2.658% | 2.763% | 8.708% | 8.495% | 2.944% | 2.293% | 3.598% | 2.809% | 2.237% | 2.253% | 3.128% | 0.08938%
49000 | 2.597% | 2.699% | 8.574% | 8.374% | 2.869% | 2.224% | 3.51% | 2.739% | 2.176% | 2.19% | 3.042% | 0.08256%
49100 | 2.539% | 2.635% | 8.446% | 8.249% | 2.795% | 2.163% | 3.429% | 2.671% | 2.117% | 2.133% | 2.962% | 0.07549%
49200 | 2.483% | 2.577% | 8.312% | 8.133% | 2.725% | 2.105% | 3.351% | 2.607% | 2.059% | 2.07% | 2.885% | 0.06488%
49300 | 2.427% | 2.518% | 8.184% | 8.017% | 2.657% | 2.045% | 3.274% | 2.544% | 2% | 2.012% | 2.811% | 0.05884%
49400 | 2.377% | 2.463% | 8.058% | 7.899% | 2.587% | 1.984% | 3.196% | 2.486% | 1.941% | 1.953% | 2.739% | 0.05318%
49500 | 2.322% | 2.412% | 7.933% | 7.784% | 2.524% | 1.927% | 3.122% | 2.426% | 1.886% | 1.894% | 2.672% | 0.04887%
49600 | 2.27% | 2.358% | 7.807% | 7.669% | 2.458% | 1.872% | 3.049% | 2.368% | 1.829% | 1.841% | 2.606% | 0.04559%
49700 | 2.217% | 2.307% | 7.682% | 7.556% | 2.395% | 1.82% | 2.974% | 2.31% | 1.774% | 1.788% | 2.546% | 0.04257%
49800 | 2.164% | 2.253% | 7.566% | 7.446% | 2.336% | 1.77% | 2.908% | 2.257% | 1.72% | 1.736% | 2.484% | 0.03948%
49900 | 2.116% | 2.201% | 7.445% | 7.334% | 2.278% | 1.718% | 2.84% | 2.199% | 1.672% | 1.684% | 2.425% | 0.03665%
50000 | 2.066% | 2.148% | 7.325% | 7.224% | 2.22% | 1.668% | 2.778% | 2.146% | 1.622% | 1.639% | 2.367% | 0.03402%
50100 | 2.019% | 2.097% | 7.213% | 7.116% | 2.159% | 1.62% | 2.715% | 2.092% | 1.575% | 1.596% | 2.313% | 0.03131%
50200 | 1.969% | 2.052% | 7.105% | 7.011% | 2.099% | 1.575% | 2.655% | 2.041% | 1.531% | 1.552% | 2.262% | 0.02681%
50300 | 1.924% | 2.005% | 6.998% | 6.91% | 2.046% | 1.528% | 2.6% | 1.993% | 1.488% | 1.509% | 2.209% | 0.02308%
50400 | 1.879% | 1.963% | 6.887% | 6.804% | 1.994% | 1.483% | 2.541% | 1.941% | 1.446% | 1.467% | 2.16% | 0.01903%
50500 | 1.835% | 1.921% | 6.782% | 6.698% | 1.939% | 1.438% | 2.488% | 1.893% | 1.404% | 1.427% | 2.111% | 0.01569%
50600 | 1.791% | 1.877% | 6.678% | 6.593% | 1.884% | 1.396% | 2.437% | 1.847% | 1.364% | 1.387% | 2.066% | 0.01292%
50700 | 1.746% | 1.838% | 6.577% | 6.49% | 1.831% | 1.355% | 2.385% | 1.803% | 1.328% | 1.345% | 2.019% | 0.01157%
50800 | 1.706% | 1.801% | 6.475% | 6.385% | 1.778% | 1.319% | 2.339% | 1.764% | 1.291% | 1.309% | 1.974% | 0.01074%
50900 | 1.666% | 1.764% | 6.376% | 6.279% | 1.723% | 1.278% | 2.292% | 1.723% | 1.255% | 1.269% | 1.932% | 0.009195%
51000 | 1.632% | 1.727% | 6.278% | 6.182% | 1.671% | 1.24% | 2.249% | 1.681% | 1.219% | 1.233% | 1.89% | 0.007974%
51100 | 1.601% | 1.693% | 6.186% | 6.082% | 1.621% | 1.207% | 2.204% | 1.641% | 1.186% | 1.196% | 1.851% | 0.006559%
51200 | 1.569% | 1.657% | 6.095% | 5.989% | 1.575% | 1.171% | 2.161% | 1.601% | 1.152% | 1.161% | 1.814% | 0.004887%
51300 | 1.538% | 1.622% | 5.997% | 5.898% | 1.532% | 1.137% | 2.122% | 1.559% | 1.118% | 1.123% | 1.78% | 0.00328%
51400 | 1.507% | 1.59% | 5.906% | 5.808% | 1.487% | 1.099% | 2.08% | 1.524% | 1.084% | 1.089% | 1.745% | 0.002958%
51500 | 1.477% | 1.557% | 5.813% | 5.718% | 1.447% | 1.064% | 2.038% | 1.487% | 1.049% | 1.057% | 1.71% | 0.002701%
51600 | 1.447% | 1.525% | 5.725% | 5.629% | 1.406% | 1.029% | 1.998% | 1.453% | 1.016% | 1.024% | 1.677% | 0.001801%
51700 | 1.414% | 1.496% | 5.638% | 5.542% | 1.37% | 0.9988% | 1.921% | 1.418% | 0.9841% | 0.9909% | 1.608% | 0%
51800 | 1.384% | 1.468% | 5.551% | 5.461% | 1.334% | 0.966% | 1.795% | 1.381% | 0.9511% | 0.958% | 1.496% | 0%
51900 | 1.352% | 1.438% | 5.467% | 5.376% | 1.299% | 0.9349% | 1.682% | 1.349% | 0.9171% | 0.9243% | 1.394% | 0%
52000 | 1.323% | 1.413% | 5.383% | 5.293% | 1.259% | 0.9032% | 1.585% | 1.316% | 0.8886% | 0.8933% | 1.301% | 0%
52100 | 1.294% | 1.389% | 5.299% | 5.207% | 1.222% | 0.8726% | 1.495% | 1.283% | 0.8627% | 0.8614% | 1.215% | 0%
52200 | 1.268% | 1.363% | 5.216% | 5.125% | 1.18% | 0.8408% | 1.407% | 1.249% | 0.8324% | 0.829% | 1.134% | 0%
52300 | 1.237% | 1.341% | 5.141% | 5.041% | 1.14% | 0.8093% | 1.312% | 1.211% | 0.8037% | 0.7982% | 1.053% | 0%
52400 | 1.201% | 1.318% | 5.067% | 4.962% | 1.095% | 0.7805% | 1.202% | 1.167% | 0.7774% | 0.7635% | 0.979% | 0%
52500 | 1.138% | 1.295% | 4.99% | 4.891% | 1.026% | 0.7465% | 1.077% | 1.09% | 0.7524% | 0.7342% | 0.9081% | 0%
52600 | 1.041% | 1.27% | 4.92% | 4.823% | 0.9001% | 0.716% | 0.9464% | 0.9617% | 0.7269% | 0.706% | 0.8373% | 0%
52700 | 0.9318% | 1.236% | 4.848% | 4.755% | 0.7833% | 0.6835% | 0.8162% | 0.8319% | 0.7031% | 0.6764% | 0.7728% | 0%
52800 | 0.8328% | 1.17% | 4.776% | 4.682% | 0.659% | 0.6531% | 0.6917% | 0.7103% | 0.6803% | 0.6476% | 0.7119% | 0%
52900 | 0.7165% | 1.077% | 4.708% | 4.616% | 0.5513% | 0.6265% | 0.5725% | 0.5924% | 0.656% | 0.6188% | 0.6426% | 0%
53000 | 0.6157% | 0.985% | 4.642% | 4.547% | 0.4561% | 0.6006% | 0.4634% | 0.4982% | 0.6323% | 0.5903% | 0.5806% | 0%
53100 | 0.5158% | 0.8789% | 4.574% | 4.477% | 0.3682% | 0.5768% | 0.3769% | 0.4189% | 0.6109% | 0.5651% | 0.5233% | 0%
53200 | 0.432% | 0.7718% | 4.51% | 4.408% | 0.3032% | 0.5554% | 0.3019% | 0.3551% | 0.5909% | 0.5413% | 0.4684% | 0%
53300 | 0.3593% | 0.6686% | 4.441% | 4.344% | 0.2539% | 0.5327% | 0.2495% | 0.2978% | 0.5712% | 0.5173% | 0.4123% | 0%
53400 | 0.2933% | 0.5686% | 4.372% | 4.283% | 0.2148% | 0.5104% | 0.2% | 0.2481% | 0.5507% | 0.4934% | 0.3633% | 0%
53500 | 0.2434% | 0.4819% | 4.305% | 4.216% | 0.1778% | 0.4898% | 0.1568% | 0.2078% | 0.5321% | 0.4724% | 0.3228% | 0%
53600 | 0.2034% | 0.4109% | 4.24% | 4.156% | 0.1462% | 0.4695% | 0.1298% | 0.1725% | 0.4983% | 0.4508% | 0.2956% | 0%
53700 | 0.1679% | 0.3486% | 4.174% | 4.098% | 0.1207% | 0.4524% | 0.1101% | 0.1421% | 0.4556% | 0.4334% | 0.2759% | 0%
53800 | 0.1372% | 0.2965% | 4.11% | 4.043% | 0.1012% | 0.4347% | 0.09613% | 0.1149% | 0.4122% | 0.4159% | 0.2607% | 0%
53900 | 0.1128% | 0.2523% | 4.048% | 3.987% | 0.08526% | 0.4145% | 0.08275% | 0.09311% | 0.3756% | 0.3994% | 0.2459% | 0%
54000 | 0.09195% | 0.2121% | 3.988% | 3.931% | 0.07292% | 0.397% | 0.07247% | 0.07948% | 0.3447% | 0.3843% | 0.2324% | 0%
54100 | 0.07858% | 0.1776% | 3.929% | 3.874% | 0.06584% | 0.3818% | 0.06559% | 0.06925% | 0.3196% | 0.3697% | 0.2205% | 0%
54200 | 0.07163% | 0.1481% | 3.872% | 3.819% | 0.06096% | 0.3659% | 0.06154% | 0.06539% | 0.2977% | 0.3572% | 0.2099% | 0%
54300 | 0.06655% | 0.1213% | 3.813% | 3.765% | 0.05806% | 0.3496% | 0.05768% | 0.06089% | 0.278% | 0.343% | 0.1995% | 0%
54400 | 0.06269% | 0.1026% | 3.758% | 3.709% | 0.05536% | 0.3331% | 0.05466% | 0.05768% | 0.2604% | 0.327% | 0.1876% | 0%
54500 | 0.0598% | 0.09053% | 3.702% | 3.656% | 0.05279% | 0.3211% | 0.0517% | 0.05446% | 0.2438% | 0.312% | 0.1779% | 0%
54600 | 0.0562% | 0.08456% | 3.647% | 3.607% | 0.05015% | 0.308% | 0.04855% | 0.05112% | 0.2266% | 0.2991% | 0.1669% | 0%
54700 | 0.05305% | 0.08031% | 3.598% | 3.556% | 0.04707% | 0.2948% | 0.04597% | 0.04752% | 0.2108% | 0.2854% | 0.1557% | 0%
54800 | 0.04938% | 0.0753% | 3.548% | 3.506% | 0.0427% | 0.2799% | 0.04315% | 0.04417% | 0.197% | 0.2731% | 0.1448% | 0%
54900 | 0.04733% | 0.07176% | 3.499% | 3.452% | 0.03935% | 0.2677% | 0.04064% | 0.04083% | 0.184% | 0.2597% | 0.1346% | 0%
55000 | 0.04372% | 0.06822% | 3.45% | 3.404% | 0.03639% | 0.2566% | 0.03762% | 0.03794% | 0.1729% | 0.2481% | 0.1267% | 0%
55100 | 0.0407% | 0.06488% | 3.401% | 3.353% | 0.03305% | 0.242% | 0.03408% | 0.03369% | 0.162% | 0.2368% | 0.117% | 0%
55200 | 0.03749% | 0.0616% | 3.351% | 3.304% | 0.03048% | 0.2292% | 0.03138% | 0.0299% | 0.1501% | 0.2231% | 0.1097% | 0%
55300 | 0.03485% | 0.05736% | 3.302% | 3.255% | 0.02849% | 0.2174% | 0.02881% | 0.02662% | 0.1382% | 0.2124% | 0.1041% | 0%
55400 | 0.03164% | 0.05324% | 3.253% | 3.204% | 0.02623% | 0.2058% | 0.0263% | 0.02321% | 0.1283% | 0.2031% | 0.09761% | 0%
55500 | 0.02919% | 0.05009% | 3.202% | 3.151% | 0.02379% | 0.1943% | 0.0236% | 0.02122% | 0.1184% | 0.1932% | 0.09105% | 0%
55600 | 0.02707% | 0.04681% | 3.156% | 3.106% | 0.02238% | 0.1851% | 0.02154% | 0.01897% | 0.11% | 0.1842% | 0.08333% | 0%
55700 | 0.02476% | 0.04321% | 3.107% | 3.058% | 0.01935% | 0.1765% | 0.01974% | 0.01781% | 0.1028% | 0.1762% | 0.07639% | 0%
55800 | 0.02231% | 0.03922% | 3.059% | 3.009% | 0.01704% | 0.1688% | 0.01704% | 0.01633% | 0.09664% | 0.1692% | 0.07112% | 0%
55900 | 0.02096% | 0.03582% | 3.014% | 2.96% | 0.0155% | 0.1611% | 0.01511% | 0.01524% | 0.09041% | 0.1624% | 0.06539% | 0%
56000 | 0.01858% | 0.03279% | 2.967% | 2.918% | 0.0137% | 0.1537% | 0.0135% | 0.01402% | 0.08327% | 0.1558% | 0.06018% | 0%
56100 | 0.0171% | 0.02984% | 2.92% | 2.873% | 0.01247% | 0.1458% | 0.01196% | 0.0126% | 0.07671% | 0.1501% | 0.05556% | 0%
56200 | 0.01537% | 0.02752% | 2.871% | 2.83% | 0.01119% | 0.1391% | 0.0108% | 0.01177% | 0.07067% | 0.1438% | 0.05003% | 0%
56300 | 0.01331% | 0.02495% | 2.828% | 2.788% | 0.0101% | 0.1332% | 0.009967% | 0.01035% | 0.06552% | 0.1373% | 0.04495% | 0%
56400 | 0.01151% | 0.02315% | 2.786% | 2.745% | 0.009131% | 0.1269% | 0.008681% | 0.009195% | 0.06089% | 0.1304% | 0.04032% | 0%
56500 | 0.01029% | 0.02115% | 2.743% | 2.705% | 0.008038% | 0.1206% | 0.007459% | 0.008423% | 0.05601% | 0.1236% | 0.03787% | 0%
56600 | 0.009452% | 0.01916% | 2.703% | 2.664% | 0.007266% | 0.1148% | 0.006559% | 0.006944% | 0.0506% | 0.1166% | 0.03581% | 0%
56700 | 0.008745% | 0.01704% | 2.66% | 2.625% | 0.005851% | 0.1098% | 0.005916% | 0.00553% | 0.04385% | 0.1108% | 0.03337% | 0%
56800 | 0.007587% | 0.01505% | 2.62% | 2.587% | 0.004823% | 0.104% | 0.005144% | 0.004308% | 0.03884% | 0.1047% | 0.03215% | 0%
56900 | 0.006366% | 0.01318% | 2.581% | 2.547% | 0.003537% | 0.0987% | 0.003987% | 0.003279% | 0.03504% | 0.09838% | 0.03061% | 0%
57000 | 0.005015% | 0.01202% | 2.543% | 2.51% | 0.002315% | 0.09394% | 0.002958% | 0.002315% | 0.03286% | 0.09234% | 0.02913% | 0%
57100 | 0.003729% | 0.0108% | 2.499% | 2.47% | 0% | 0.08854% | 0.002186% | 0.001929% | 0.03067% | 0.08713% | 0.02765% | 0%
57200 | 0.002765% | 0.009709% | 2.46% | 2.434% | 0% | 0.08275% | 0.0018% | 0% | 0.02939% | 0.08205% | 0.02585% | 0%
57300 | 0.002058% | 0.009131% | 2.419% | 2.394% | 0% | 0.0787% | 0% | 0% | 0.02836% | 0.07761% | 0.02437% | 0%
57400 | 0% | 0.008488% | 2.38% | 2.353% | 0% | 0.07356% | 0% | 0% | 0.02675% | 0.07337% | 0.02218% | 0%
57500 | 0% | 0.007587% | 2.343% | 2.312% | 0% | 0.06989% | 0% | 0% | 0.02488% | 0.06912% | 0.02032% | 0%
57600 | 0% | 0.006623% | 2.305% | 2.27% | 0% | 0.06546% | 0% | 0% | 0.0236% | 0.06507% | 0.0182% | 0%
57700 | 0% | 0.005401% | 2.266% | 2.229% | 0% | 0.06121% | 0% | 0% | 0.02109% | 0.06109% | 0.01582% | 0%
57800 | 0% | 0.004437% | 2.229% | 2.192% | 0% | 0.05768% | 0% | 0% | 0.01961% | 0.05748% | 0.01286% | 0%
57900 | 0% | 0.003537% | 2.189% | 2.156% | 0% | 0.05581% | 0% | 0% | 0.01839% | 0.05376% | 0.01132% | 0%
58000 | 0% | 0.002508% | 2.149% | 2.123% | 0% | 0.05298% | 0% | 0% | 0.0164% | 0.0506% | 0.009323% | 0%
58100 | 0% | 0.001608% | 2.112% | 2.091% | 0% | 0.05099% | 0% | 0% | 0.01466% | 0.04707% | 0.007716% | 0%
58200 | 0% | 0% | 2.074% | 2.058% | 0% | 0.04842% | 0% | 0% | 0.01254% | 0.04417% | 0.007201% | 0%
58300 | 0% | 0% | 2.036% | 2.026% | 0% | 0.04578% | 0% | 0% | 0.01145% | 0.0416% | 0.006044% | 0%
58400 | 0% | 0% | 1.999% | 1.995% | 0% | 0.0427% | 0% | 0% | 0.0101% | 0.03954% | 0.005658% | 0%
58500 | 0% | 0% | 1.965% | 1.964% | 0% | 0.04044% | 0% | 0% | 0.008488% | 0.03723% | 0.005272% | 0%
58600 | 0% | 0% | 1.93% | 1.932% | 0% | 0.03819% | 0% | 0% | 0.007266% | 0.03549% | 0.005015% | 0%
58700 | 0% | 0% | 1.897% | 1.899% | 0% | 0.03601% | 0% | 0% | 0.005916% | 0.03331% | 0.004501% | 0%
58800 | 0% | 0% | 1.863% | 1.869% | 0% | 0.03459% | 0% | 0% | 0.004501% | 0.03144% | 0.003922% | 0%
58900 | 0% | 0% | 1.828% | 1.841% | 0% | 0.03279% | 0% | 0% | 0.003729% | 0.02977% | 0.003279% | 0%
59000 | 0% | 0% | 1.799% | 1.811% | 0% | 0.03151% | 0% | 0% | 0.002829% | 0.0281% | 0.002765% | 0%
59100 | 0% | 0% | 1.769% | 1.78% | 0% | 0.02996% | 0% | 0% | 0.002636% | 0.02656% | 0.002379% | 0%
59200 | 0% | 0% | 1.741% | 1.747% | 0% | 0.02816% | 0% | 0% | 0.002443% | 0.02553% | 0.002122% | 0%
59300 | 0% | 0% | 1.715% | 1.719% | 0% | 0.02636% | 0% | 0% | 0.002443% | 0.0236% | 0.001929% | 0%
59400 | 0% | 0% | 1.686% | 1.693% | 0% | 0.02418% | 0% | 0% | 0.002443% | 0.02283% | 0% | 0%
59500 | 0% | 0% | 1.662% | 1.666% | 0% | 0.02276% | 0% | 0% | 0.002186% | 0.02128% | 0% | 0%
59600 | 0% | 0% | 1.635% | 1.641% | 0% | 0.02173% | 0% | 0% | 0.001993% | 0.02025% | 0% | 0%
59700 | 0% | 0% | 1.61% | 1.619% | 0% | 0.02032% | 0% | 0% | 0.001608% | 0.0191% | 0% | 0%
59800 | 0% | 0% | 1.588% | 1.594% | 0% | 0.01929% | 0% | 0% | 0% | 0.01788% | 0% | 0%
59900 | 0% | 0% | 1.562% | 1.567% | 0% | 0.01794% | 0% | 0% | 0% | 0.0162% | 0% | 0%
60000 | 0% | 0% | 1.534% | 1.541% | 0% | 0.01704% | 0% | 0% | 0% | 0.01524% | 0% | 0%
60100 | 0% | 0% | 1.506% | 1.512% | 0% | 0.01595% | 0% | 0% | 0% | 0.0146% | 0% | 0%
60200 | 0% | 0% | 1.479% | 1.488% | 0% | 0.01498% | 0% | 0% | 0% | 0.0135% | 0% | 0%
60300 | 0% | 0% | 1.45% | 1.461% | 0% | 0.01382% | 0% | 0% | 0% | 0.01228% | 0% | 0%
60400 | 0% | 0% | 1.424% | 1.438% | 0% | 0.01299% | 0% | 0% | 0% | 0.01132% | 0% | 0%
60500 | 0% | 0% | 1.399% | 1.416% | 0% | 0.01202% | 0% | 0% | 0% | 0.01042% | 0% | 0%
60600 | 0% | 0% | 1.374% | 1.393% | 0% | 0.01093% | 0% | 0% | 0% | 0.009452% | 0% | 0%
60700 | 0% | 0% | 1.349% | 1.37% | 0% | 0.009516% | 0% | 0% | 0% | 0.008745% | 0% | 0%
60800 | 0% | 0% | 1.323% | 1.346% | 0% | 0.008745% | 0% | 0% | 0% | 0.008359% | 0% | 0%
60900 | 0% | 0% | 1.296% | 1.323% | 0% | 0.008166% | 0% | 0% | 0% | 0.007716% | 0% | 0%
61000 | 0% | 0% | 1.272% | 1.299% | 0% | 0.007845% | 0% | 0% | 0% | 0.007073% | 0% | 0%
61100 | 0% | 0% | 1.244% | 1.277% | 0% | 0.00688% | 0% | 0% | 0% | 0.00643% | 0% | 0%
61200 | 0% | 0% | 1.221% | 1.253% | 0% | 0.006237% | 0% | 0% | 0% | 0.005916% | 0% | 0%
61300 | 0% | 0% | 1.198% | 1.234% | 0% | 0.005466% | 0% | 0% | 0% | 0.005466% | 0% | 0%
61400 | 0% | 0% | 1.175% | 1.213% | 0% | 0.00508% | 0% | 0% | 0% | 0.005144% | 0% | 0%
61500 | 0% | 0% | 1.152% | 1.192% | 0% | 0.004308% | 0% | 0% | 0% | 0.004951% | 0% | 0%
61600 | 0% | 0% | 1.13% | 1.17% | 0% | 0.003858% | 0% | 0% | 0% | 0.00463% | 0% | 0%
61700 | 0% | 0% | 1.107% | 1.15% | 0% | 0.003215% | 0% | 0% | 0% | 0.004115% | 0% | 0%
61800 | 0% | 0% | 1.086% | 1.13% | 0% | 0.002958% | 0% | 0% | 0% | 0.003987% | 0% | 0%
61900 | 0% | 0% | 1.066% | 1.112% | 0% | 0.002765% | 0% | 0% | 0% | 0.003408% | 0% | 0%
62000 | 0% | 0% | 1.046% | 1.095% | 0% | 0.002315% | 0% | 0% | 0% | 0.003151% | 0% | 0%
62100 | 0% | 0% | 1.026% | 1.078% | 0% | 0.002122% | 0% | 0% | 0% | 0.002765% | 0% | 0%
62200 | 0% | 0% | 1.009% | 1.061% | 0% | 0.001993% | 0% | 0% | 0% | 0.002636% | 0% | 0%
62300 | 0% | 0% | 0.9899% | 1.045% | 0% | 0.001865% | 0% | 0% | 0% | 0.002251% | 0% | 0%
62400 | 0% | 0% | 0.9708% | 1.028% | 0% | 0.001608% | 0% | 0% | 0% | 0.001993% | 0% | 0%
62500 | 0% | 0% | 0.953% | 1.014% | 0% | 0% | 0% | 0% | 0% | 0.0018% | 0% | 0%
62600 | 0% | 0% | 0.9358% | 0.9977% | 0% | 0% | 0% | 0% | 0% | 0% | 0% | 0%
62700 | 0% | 0% | 0.9179% | 0.9825% | 0% | 0% | 0% | 0% | 0% | 0% | 0% | 0%
62800 | 0% | 0% | 0.901% | 0.9668% | 0% | 0% | 0% | 0% | 0% | 0% | 0% | 0%
62900 | 0% | 0% | 0.8852% | 0.9537% | 0% | 0% | 0% | 0% | 0% | 0% | 0% | 0%
63000 | 0% | 0% | 0.8684% | 0.9407% | 0% | 0% | 0% | 0% | 0% | 0% | 0% | 0%
63100 | 0% | 0% | 0.8502% | 0.9279% | 0% | 0% | 0% | 0% | 0% | 0% | 0% | 0%
63200 | 0% | 0% | 0.834% | 0.916% | 0% | 0% | 0% | 0% | 0% | 0% | 0% | 0%
63300 | 0% | 0% | 0.8178% | 0.9021% | 0% | 0% | 0% | 0% | 0% | 0% | 0% | 0%
63400 | 0% | 0% | 0.8007% | 0.888% | 0% | 0% | 0% | 0% | 0% | 0% | 0% | 0%
63500 | 0% | 0% | 0.7843% | 0.873% | 0% | 0% | 0% | 0% | 0% | 0% | 0% | 0%
63600 | 0% | 0% | 0.7694% | 0.8588% | 0% | 0% | 0% | 0% | 0% | 0% | 0% | 0%
63700 | 0% | 0% | 0.754% | 0.8457% | 0% | 0% | 0% | 0% | 0% | 0% | 0% | 0%
63800 | 0% | 0% | 0.7405% | 0.8336% | 0% | 0% | 0% | 0% | 0% | 0% | 0% | 0%
63900 | 0% | 0% | 0.7288% | 0.8225% | 0% | 0% | 0% | 0% | 0% | 0% | 0% | 0%
64000 | 0% | 0% | 0.716% | 0.809% | 0% | 0% | 0% | 0% | 0% | 0% | 0% | 0%
64100 | 0% | 0% | 0.7039% | 0.7976% | 0% | 0% | 0% | 0% | 0% | 0% | 0% | 0%
64200 | 0% | 0% | 0.6931% | 0.7851% | 0% | 0% | 0% | 0% | 0% | 0% | 0% | 0%
64300 | 0% | 0% | 0.6836% | 0.7749% | 0% | 0% | 0% | 0% | 0% | 0% | 0% | 0%
64400 | 0% | 0% | 0.6726% | 0.7616% | 0% | 0% | 0% | 0% | 0% | 0% | 0% | 0%
64500 | 0% | 0% | 0.6628% | 0.7507% | 0% | 0% | 0% | 0% | 0% | 0% | 0% | 0%
64600 | 0% | 0% | 0.6531% | 0.7387% | 0% | 0% | 0% | 0% | 0% | 0% | 0% | 0%
64700 | 0% | 0% | 0.6439% | 0.7263% | 0% | 0% | 0% | 0% | 0% | 0% | 0% | 0%
64800 | 0% | 0% | 0.6341% | 0.7162% | 0% | 0% | 0% | 0% | 0% | 0% | 0% | 0%
64900 | 0% | 0% | 0.626% | 0.7051% | 0% | 0% | 0% | 0% | 0% | 0% | 0% | 0%
65000 | 0% | 0% | 0.6169% | 0.6953% | 0% | 0% | 0% | 0% | 0% | 0% | 0% | 0%
65100 | 0% | 0% | 0.6076% | 0.6853% | 0% | 0% | 0% | 0% | 0% | 0% | 0% | 0%
65200 | 0% | 0% | 0.5978% | 0.6758% | 0% | 0% | 0% | 0% | 0% | 0% | 0% | 0%
65300 | 0% | 0% | 0.5869% | 0.6672% | 0% | 0% | 0% | 0% | 0% | 0% | 0% | 0%
65400 | 0% | 0% | 0.5765% | 0.6585% | 0% | 0% | 0% | 0% | 0% | 0% | 0% | 0%
65500 | 0% | 0% | 0.5667% | 0.6496% | 0% | 0% | 0% | 0% | 0% | 0% | 0% | 0%
65600 | 0% | 0% | 0.5562% | 0.6406% | 0% | 0% | 0% | 0% | 0% | 0% | 0% | 0%
65700 | 0% | 0% | 0.5466% | 0.6319% | 0% | 0% | 0% | 0% | 0% | 0% | 0% | 0%
65800 | 0% | 0% | 0.5365% | 0.6235% | 0% | 0% | 0% | 0% | 0% | 0% | 0% | 0%
65900 | 0% | 0% | 0.5281% | 0.6148% | 0% | 0% | 0% | 0% | 0% | 0% | 0% | 0%
66000 | 0% | 0% | 0.5191% | 0.6047% | 0% | 0% | 0% | 0% | 0% | 0% | 0% | 0%
66100 | 0% | 0% | 0.5108% | 0.5962% | 0% | 0% | 0% | 0% | 0% | 0% | 0% | 0%
66200 | 0% | 0% | 0.5022% | 0.5867% | 0% | 0% | 0% | 0% | 0% | 0% | 0% | 0%
66300 | 0% | 0% | 0.4931% | 0.5774% | 0% | 0% | 0% | 0% | 0% | 0% | 0% | 0%
66400 | 0% | 0% | 0.483% | 0.5666% | 0% | 0% | 0% | 0% | 0% | 0% | 0% | 0%
66500 | 0% | 0% | 0.4749% | 0.5556% | 0% | 0% | 0% | 0% | 0% | 0% | 0% | 0%
66600 | 0% | 0% | 0.466% | 0.5329% | 0% | 0% | 0% | 0% | 0% | 0% | 0% | 0%
66700 | 0% | 0% | 0.4576% | 0.5048% | 0% | 0% | 0% | 0% | 0% | 0% | 0% | 0%
66800 | 0% | 0% | 0.449% | 0.4707% | 0% | 0% | 0% | 0% | 0% | 0% | 0% | 0%
66900 | 0% | 0% | 0.4402% | 0.4398% | 0% | 0% | 0% | 0% | 0% | 0% | 0% | 0%
67000 | 0% | 0% | 0.4327% | 0.4117% | 0% | 0% | 0% | 0% | 0% | 0% | 0% | 0%
67100 | 0% | 0% | 0.4243% | 0.3836% | 0% | 0% | 0% | 0% | 0% | 0% | 0% | 0%
67200 | 0% | 0% | 0.4169% | 0.3584% | 0% | 0% | 0% | 0% | 0% | 0% | 0% | 0%
67300 | 0% | 0% | 0.4094% | 0.3338% | 0% | 0% | 0% | 0% | 0% | 0% | 0% | 0%
67400 | 0% | 0% | 0.4016% | 0.309% | 0% | 0% | 0% | 0% | 0% | 0% | 0% | 0%
67500 | 0% | 0% | 0.3944% | 0.2837% | 0% | 0% | 0% | 0% | 0% | 0% | 0% | 0%
67600 | 0% | 0% | 0.3864% | 0.2625% | 0% | 0% | 0% | 0% | 0% | 0% | 0% | 0%
67700 | 0% | 0% | 0.3788% | 0.2452% | 0% | 0% | 0% | 0% | 0% | 0% | 0% | 0%
67800 | 0% | 0% | 0.369% | 0.2304% | 0% | 0% | 0% | 0% | 0% | 0% | 0% | 0%
67900 | 0% | 0% | 0.3613% | 0.2192% | 0% | 0% | 0% | 0% | 0% | 0% | 0% | 0%
68000 | 0% | 0% | 0.3535% | 0.2084% | 0% | 0% | 0% | 0% | 0% | 0% | 0% | 0%
68100 | 0% | 0% | 0.3454% | 0.1986% | 0% | 0% | 0% | 0% | 0% | 0% | 0% | 0%
68200 | 0% | 0% | 0.3403% | 0.1873% | 0% | 0% | 0% | 0% | 0% | 0% | 0% | 0%
68300 | 0% | 0% | 0.3337% | 0.1747% | 0% | 0% | 0% | 0% | 0% | 0% | 0% | 0%
68400 | 0% | 0% | 0.3283% | 0.1637% | 0% | 0% | 0% | 0% | 0% | 0% | 0% | 0%
68500 | 0% | 0% | 0.3232% | 0.1516% | 0% | 0% | 0% | 0% | 0% | 0% | 0% | 0%
68600 | 0% | 0% | 0.3181% | 0.1388% | 0% | 0% | 0% | 0% | 0% | 0% | 0% | 0%
68700 | 0% | 0% | 0.3111% | 0.1296% | 0% | 0% | 0% | 0% | 0% | 0% | 0% | 0%
68800 | 0% | 0% | 0.3052% | 0.1184% | 0% | 0% | 0% | 0% | 0% | 0% | 0% | 0%
68900 | 0% | 0% | 0.3008% | 0.109% | 0% | 0% | 0% | 0% | 0% | 0% | 0% | 0%
69000 | 0% | 0% | 0.294% | 0.0996% | 0% | 0% | 0% | 0% | 0% | 0% | 0% | 0%
69100 | 0% | 0% | 0.2886% | 0.08873% | 0% | 0% | 0% | 0% | 0% | 0% | 0% | 0%
69200 | 0% | 0% | 0.2843% | 0.0807% | 0% | 0% | 0% | 0% | 0% | 0% | 0% | 0%
69300 | 0% | 0% | 0.2794% | 0.0751% | 0% | 0% | 0% | 0% | 0% | 0% | 0% | 0%
69400 | 0% | 0% | 0.2746% | 0.07054% | 0% | 0% | 0% | 0% | 0% | 0% | 0% | 0%
69500 | 0% | 0% | 0.2692% | 0.06469% | 0% | 0% | 0% | 0% | 0% | 0% | 0% | 0%
69600 | 0% | 0% | 0.2646% | 0.05961% | 0% | 0% | 0% | 0% | 0% | 0% | 0% | 0%
69700 | 0% | 0% | 0.2598% | 0.05543% | 0% | 0% | 0% | 0% | 0% | 0% | 0% | 0%
69800 | 0% | 0% | 0.255% | 0.05028% | 0% | 0% | 0% | 0% | 0% | 0% | 0% | 0%
69900 | 0% | 0% | 0.2503% | 0.04456% | 0% | 0% | 0% | 0% | 0% | 0% | 0% | 0%
70000 | 0% | 0% | 0.2458% | 0.04083% | 0% | 0% | 0% | 0% | 0% | 0% | 0% | 0%
70100 | 0% | 0% | 0.2413% | 0.03691% | 0% | 0% | 0% | 0% | 0% | 0% | 0% | 0%
70200 | 0% | 0% | 0.2367% | 0.03234% | 0% | 0% | 0% | 0% | 0% | 0% | 0% | 0%
70300 | 0% | 0% | 0.2328% | 0.02681% | 0% | 0% | 0% | 0% | 0% | 0% | 0% | 0%
70400 | 0% | 0% | 0.2285% | 0.02225% | 0% | 0% | 0% | 0% | 0% | 0% | 0% | 0%
70500 | 0% | 0% | 0.2239% | 0.01903% | 0% | 0% | 0% | 0% | 0% | 0% | 0% | 0%
70600 | 0% | 0% | 0.2196% | 0.01723% | 0% | 0% | 0% | 0% | 0% | 0% | 0% | 0%
70700 | 0% | 0% | 0.2154% | 0.01633% | 0% | 0% | 0% | 0% | 0% | 0% | 0% | 0%
70800 | 0% | 0% | 0.2117% | 0.01447% | 0% | 0% | 0% | 0% | 0% | 0% | 0% | 0%
70900 | 0% | 0% | 0.2083% | 0.01125% | 0% | 0% | 0% | 0% | 0% | 0% | 0% | 0%
71000 | 0% | 0% | 0.2048% | 0.007202% | 0% | 0% | 0% | 0% | 0% | 0% | 0% | 0%
71100 | 0% | 0% | 0.2015% | 0.005015% | 0% | 0% | 0% | 0% | 0% | 0% | 0% | 0%
71200 | 0% | 0% | 0.198% | 0.002829% | 0% | 0% | 0% | 0% | 0% | 0% | 0% | 0%
71300 | 0% | 0% | 0.1947% | 0.001865% | 0% | 0% | 0% | 0% | 0% | 0% | 0% | 0%
71400 | 0% | 0% | 0.1913% | 0% | 0% | 0% | 0% | 0% | 0% | 0% | 0% | 0%
71500 | 0% | 0% | 0.1874% | 0% | 0% | 0% | 0% | 0% | 0% | 0% | 0% | 0%
71600 | 0% | 0% | 0.1836% | 0% | 0% | 0% | 0% | 0% | 0% | 0% | 0% | 0%
71700 | 0% | 0% | 0.1802% | 0% | 0% | 0% | 0% | 0% | 0% | 0% | 0% | 0%
71800 | 0% | 0% | 0.1773% | 0% | 0% | 0% | 0% | 0% | 0% | 0% | 0% | 0%
71900 | 0% | 0% | 0.1749% | 0% | 0% | 0% | 0% | 0% | 0% | 0% | 0% | 0%
72000 | 0% | 0% | 0.1719% | 0% | 0% | 0% | 0% | 0% | 0% | 0% | 0% | 0%
72100 | 0% | 0% | 0.168% | 0% | 0% | 0% | 0% | 0% | 0% | 0% | 0% | 0%
72200 | 0% | 0% | 0.1644% | 0% | 0% | 0% | 0% | 0% | 0% | 0% | 0% | 0%
72300 | 0% | 0% | 0.1608% | 0% | 0% | 0% | 0% | 0% | 0% | 0% | 0% | 0%
72400 | 0% | 0% | 0.1573% | 0% | 0% | 0% | 0% | 0% | 0% | 0% | 0% | 0%
72500 | 0% | 0% | 0.1557% | 0% | 0% | 0% | 0% | 0% | 0% | 0% | 0% | 0%
72600 | 0% | 0% | 0.1529% | 0% | 0% | 0% | 0% | 0% | 0% | 0% | 0% | 0%
72700 | 0% | 0% | 0.1508% | 0% | 0% | 0% | 0% | 0% | 0% | 0% | 0% | 0%
72800 | 0% | 0% | 0.1483% | 0% | 0% | 0% | 0% | 0% | 0% | 0% | 0% | 0%
72900 | 0% | 0% | 0.1465% | 0% | 0% | 0% | 0% | 0% | 0% | 0% | 0% | 0%
73000 | 0% | 0% | 0.1442% | 0% | 0% | 0% | 0% | 0% | 0% | 0% | 0% | 0%
73100 | 0% | 0% | 0.142% | 0% | 0% | 0% | 0% | 0% | 0% | 0% | 0% | 0%
73200 | 0% | 0% | 0.1402% | 0% | 0% | 0% | 0% | 0% | 0% | 0% | 0% | 0%
73300 | 0% | 0% | 0.1387% | 0% | 0% | 0% | 0% | 0% | 0% | 0% | 0% | 0%
73400 | 0% | 0% | 0.1368% | 0% | 0% | 0% | 0% | 0% | 0% | 0% | 0% | 0%
73500 | 0% | 0% | 0.1349% | 0% | 0% | 0% | 0% | 0% | 0% | 0% | 0% | 0%
73600 | 0% | 0% | 0.1334% | 0% | 0% | 0% | 0% | 0% | 0% | 0% | 0% | 0%
73700 | 0% | 0% | 0.1318% | 0% | 0% | 0% | 0% | 0% | 0% | 0% | 0% | 0%
73800 | 0% | 0% | 0.13% | 0% | 0% | 0% | 0% | 0% | 0% | 0% | 0% | 0%
73900 | 0% | 0% | 0.1279% | 0% | 0% | 0% | 0% | 0% | 0% | 0% | 0% | 0%
74000 | 0% | 0% | 0.1253% | 0% | 0% | 0% | 0% | 0% | 0% | 0% | 0% | 0%
74100 | 0% | 0% | 0.123% | 0% | 0% | 0% | 0% | 0% | 0% | 0% | 0% | 0%
74200 | 0% | 0% | 0.1205% | 0% | 0% | 0% | 0% | 0% | 0% | 0% | 0% | 0%
74300 | 0% | 0% | 0.1179% | 0% | 0% | 0% | 0% | 0% | 0% | 0% | 0% | 0%
74400 | 0% | 0% | 0.1152% | 0% | 0% | 0% | 0% | 0% | 0% | 0% | 0% | 0%
74500 | 0% | 0% | 0.1133% | 0% | 0% | 0% | 0% | 0% | 0% | 0% | 0% | 0%
74600 | 0% | 0% | 0.1113% | 0% | 0% | 0% | 0% | 0% | 0% | 0% | 0% | 0%
74700 | 0% | 0% | 0.1094% | 0% | 0% | 0% | 0% | 0% | 0% | 0% | 0% | 0%
74800 | 0% | 0% | 0.1069% | 0% | 0% | 0% | 0% | 0% | 0% | 0% | 0% | 0%
74900 | 0% | 0% | 0.1046% | 0% | 0% | 0% | 0% | 0% | 0% | 0% | 0% | 0%
75000 | 0% | 0% | 0.1027% | 0% | 0% | 0% | 0% | 0% | 0% | 0% | 0% | 0%
75100 | 0% | 0% | 0.1014% | 0% | 0% | 0% | 0% | 0% | 0% | 0% | 0% | 0%
75200 | 0% | 0% | 0.1001% | 0% | 0% | 0% | 0% | 0% | 0% | 0% | 0% | 0%
75300 | 0% | 0% | 0.09832% | 0% | 0% | 0% | 0% | 0% | 0% | 0% | 0% | 0%
75400 | 0% | 0% | 0.0969% | 0% | 0% | 0% | 0% | 0% | 0% | 0% | 0% | 0%
75500 | 0% | 0% | 0.0951% | 0% | 0% | 0% | 0% | 0% | 0% | 0% | 0% | 0%
75600 | 0% | 0% | 0.09349% | 0% | 0% | 0% | 0% | 0% | 0% | 0% | 0% | 0%
75700 | 0% | 0% | 0.09189% | 0% | 0% | 0% | 0% | 0% | 0% | 0% | 0% | 0%
75800 | 0% | 0% | 0.08938% | 0% | 0% | 0% | 0% | 0% | 0% | 0% | 0% | 0%
75900 | 0% | 0% | 0.08738% | 0% | 0% | 0% | 0% | 0% | 0% | 0% | 0% | 0%
76000 | 0% | 0% | 0.08616% | 0% | 0% | 0% | 0% | 0% | 0% | 0% | 0% | 0%
76100 | 0% | 0% | 0.08456% | 0% | 0% | 0% | 0% | 0% | 0% | 0% | 0% | 0%
76200 | 0% | 0% | 0.08275% | 0% | 0% | 0% | 0% | 0% | 0% | 0% | 0% | 0%
76300 | 0% | 0% | 0.08134% | 0% | 0% | 0% | 0% | 0% | 0% | 0% | 0% | 0%
76400 | 0% | 0% | 0.08018% | 0% | 0% | 0% | 0% | 0% | 0% | 0% | 0% | 0%
76500 | 0% | 0% | 0.07896% | 0% | 0% | 0% | 0% | 0% | 0% | 0% | 0% | 0%
76600 | 0% | 0% | 0.07819% | 0% | 0% | 0% | 0% | 0% | 0% | 0% | 0% | 0%
76700 | 0% | 0% | 0.07748% | 0% | 0% | 0% | 0% | 0% | 0% | 0% | 0% | 0%
76800 | 0% | 0% | 0.07639% | 0% | 0% | 0% | 0% | 0% | 0% | 0% | 0% | 0%
76900 | 0% | 0% | 0.07549% | 0% | 0% | 0% | 0% | 0% | 0% | 0% | 0% | 0%
77000 | 0% | 0% | 0.07491% | 0% | 0% | 0% | 0% | 0% | 0% | 0% | 0% | 0%
77100 | 0% | 0% | 0.07382% | 0% | 0% | 0% | 0% | 0% | 0% | 0% | 0% | 0%
77200 | 0% | 0% | 0.07324% | 0% | 0% | 0% | 0% | 0% | 0% | 0% | 0% | 0%
77300 | 0% | 0% | 0.07221% | 0% | 0% | 0% | 0% | 0% | 0% | 0% | 0% | 0%
77400 | 0% | 0% | 0.07176% | 0% | 0% | 0% | 0% | 0% | 0% | 0% | 0% | 0%
77500 | 0% | 0% | 0.07034% | 0% | 0% | 0% | 0% | 0% | 0% | 0% | 0% | 0%
77600 | 0% | 0% | 0.06925% | 0% | 0% | 0% | 0% | 0% | 0% | 0% | 0% | 0%
77700 | 0% | 0% | 0.06822% | 0% | 0% | 0% | 0% | 0% | 0% | 0% | 0% | 0%
77800 | 0% | 0% | 0.06713% | 0% | 0% | 0% | 0% | 0% | 0% | 0% | 0% | 0%
77900 | 0% | 0% | 0.06642% | 0% | 0% | 0% | 0% | 0% | 0% | 0% | 0% | 0%
78000 | 0% | 0% | 0.06539% | 0% | 0% | 0% | 0% | 0% | 0% | 0% | 0% | 0%
78100 | 0% | 0% | 0.06475% | 0% | 0% | 0% | 0% | 0% | 0% | 0% | 0% | 0%
78200 | 0% | 0% | 0.06391% | 0% | 0% | 0% | 0% | 0% | 0% | 0% | 0% | 0%
78300 | 0% | 0% | 0.06276% | 0% | 0% | 0% | 0% | 0% | 0% | 0% | 0% | 0%
78400 | 0% | 0% | 0.06173% | 0% | 0% | 0% | 0% | 0% | 0% | 0% | 0% | 0%
78500 | 0% | 0% | 0.06109% | 0% | 0% | 0% | 0% | 0% | 0% | 0% | 0% | 0%
78600 | 0% | 0% | 0.0607% | 0% | 0% | 0% | 0% | 0% | 0% | 0% | 0% | 0%
78700 | 0% | 0% | 0.05999% | 0% | 0% | 0% | 0% | 0% | 0% | 0% | 0% | 0%
78800 | 0% | 0% | 0.05922% | 0% | 0% | 0% | 0% | 0% | 0% | 0% | 0% | 0%
78900 | 0% | 0% | 0.05871% | 0% | 0% | 0% | 0% | 0% | 0% | 0% | 0% | 0%
79000 | 0% | 0% | 0.05793% | 0% | 0% | 0% | 0% | 0% | 0% | 0% | 0% | 0%
79100 | 0% | 0% | 0.05742% | 0% | 0% | 0% | 0% | 0% | 0% | 0% | 0% | 0%
79200 | 0% | 0% | 0.05671% | 0% | 0% | 0% | 0% | 0% | 0% | 0% | 0% | 0%
79300 | 0% | 0% | 0.05633% | 0% | 0% | 0% | 0% | 0% | 0% | 0% | 0% | 0%
79400 | 0% | 0% | 0.05588% | 0% | 0% | 0% | 0% | 0% | 0% | 0% | 0% | 0%
79500 | 0% | 0% | 0.0553% | 0% | 0% | 0% | 0% | 0% | 0% | 0% | 0% | 0%
79600 | 0% | 0% | 0.05459% | 0% | 0% | 0% | 0% | 0% | 0% | 0% | 0% | 0%
79700 | 0% | 0% | 0.05369% | 0% | 0% | 0% | 0% | 0% | 0% | 0% | 0% | 0%
79800 | 0% | 0% | 0.05331% | 0% | 0% | 0% | 0% | 0% | 0% | 0% | 0% | 0%
79900 | 0% | 0% | 0.05266% | 0% | 0% | 0% | 0% | 0% | 0% | 0% | 0% | 0%
80000 | 0% | 0% | 0.05163% | 0% | 0% | 0% | 0% | 0% | 0% | 0% | 0% | 0%
80100 | 0% | 0% | 0.05073% | 0% | 0% | 0% | 0% | 0% | 0% | 0% | 0% | 0%
80200 | 0% | 0% | 0.05003% | 0% | 0% | 0% | 0% | 0% | 0% | 0% | 0% | 0%
80300 | 0% | 0% | 0.04919% | 0% | 0% | 0% | 0% | 0% | 0% | 0% | 0% | 0%
80400 | 0% | 0% | 0.04855% | 0% | 0% | 0% | 0% | 0% | 0% | 0% | 0% | 0%
80500 | 0% | 0% | 0.04739% | 0% | 0% | 0% | 0% | 0% | 0% | 0% | 0% | 0%
80600 | 0% | 0% | 0.04617% | 0% | 0% | 0% | 0% | 0% | 0% | 0% | 0% | 0%
80700 | 0% | 0% | 0.04488% | 0% | 0% | 0% | 0% | 0% | 0% | 0% | 0% | 0%
80800 | 0% | 0% | 0.0434% | 0% | 0% | 0% | 0% | 0% | 0% | 0% | 0% | 0%
80900 | 0% | 0% | 0.04237% | 0% | 0% | 0% | 0% | 0% | 0% | 0% | 0% | 0%
81000 | 0% | 0% | 0.0409% | 0% | 0% | 0% | 0% | 0% | 0% | 0% | 0% | 0%
81100 | 0% | 0% | 0.03942% | 0% | 0% | 0% | 0% | 0% | 0% | 0% | 0% | 0%
81200 | 0% | 0% | 0.03774% | 0% | 0% | 0% | 0% | 0% | 0% | 0% | 0% | 0%
81300 | 0% | 0% | 0.03652% | 0% | 0% | 0% | 0% | 0% | 0% | 0% | 0% | 0%
81400 | 0% | 0% | 0.03504% | 0% | 0% | 0% | 0% | 0% | 0% | 0% | 0% | 0%
81500 | 0% | 0% | 0.0344% | 0% | 0% | 0% | 0% | 0% | 0% | 0% | 0% | 0%
81600 | 0% | 0% | 0.03382% | 0% | 0% | 0% | 0% | 0% | 0% | 0% | 0% | 0%
81700 | 0% | 0% | 0.03311% | 0% | 0% | 0% | 0% | 0% | 0% | 0% | 0% | 0%
81800 | 0% | 0% | 0.03234% | 0% | 0% | 0% | 0% | 0% | 0% | 0% | 0% | 0%
81900 | 0% | 0% | 0.0317% | 0% | 0% | 0% | 0% | 0% | 0% | 0% | 0% | 0%
82000 | 0% | 0% | 0.03093% | 0% | 0% | 0% | 0% | 0% | 0% | 0% | 0% | 0%
82100 | 0% | 0% | 0.03022% | 0% | 0% | 0% | 0% | 0% | 0% | 0% | 0% | 0%
82200 | 0% | 0% | 0.02926% | 0% | 0% | 0% | 0% | 0% | 0% | 0% | 0% | 0%
82300 | 0% | 0% | 0.02874% | 0% | 0% | 0% | 0% | 0% | 0% | 0% | 0% | 0%
82400 | 0% | 0% | 0.02784% | 0% | 0% | 0% | 0% | 0% | 0% | 0% | 0% | 0%
82500 | 0% | 0% | 0.02707% | 0% | 0% | 0% | 0% | 0% | 0% | 0% | 0% | 0%
82600 | 0% | 0% | 0.02636% | 0% | 0% | 0% | 0% | 0% | 0% | 0% | 0% | 0%
82700 | 0% | 0% | 0.02591% | 0% | 0% | 0% | 0% | 0% | 0% | 0% | 0% | 0%
82800 | 0% | 0% | 0.02508% | 0% | 0% | 0% | 0% | 0% | 0% | 0% | 0% | 0%
82900 | 0% | 0% | 0.02443% | 0% | 0% | 0% | 0% | 0% | 0% | 0% | 0% | 0%
83000 | 0% | 0% | 0.02328% | 0% | 0% | 0% | 0% | 0% | 0% | 0% | 0% | 0%
83100 | 0% | 0% | 0.02212% | 0% | 0% | 0% | 0% | 0% | 0% | 0% | 0% | 0%
83200 | 0% | 0% | 0.02103% | 0% | 0% | 0% | 0% | 0% | 0% | 0% | 0% | 0%
83300 | 0% | 0% | 0.02019% | 0% | 0% | 0% | 0% | 0% | 0% | 0% | 0% | 0%
83400 | 0% | 0% | 0.01948% | 0% | 0% | 0% | 0% | 0% | 0% | 0% | 0% | 0%
83500 | 0% | 0% | 0.01826% | 0% | 0% | 0% | 0% | 0% | 0% | 0% | 0% | 0%
83600 | 0% | 0% | 0.01736% | 0% | 0% | 0% | 0% | 0% | 0% | 0% | 0% | 0%
83700 | 0% | 0% | 0.01633% | 0% | 0% | 0% | 0% | 0% | 0% | 0% | 0% | 0%
83800 | 0% | 0% | 0.0155% | 0% | 0% | 0% | 0% | 0% | 0% | 0% | 0% | 0%
83900 | 0% | 0% | 0.01453% | 0% | 0% | 0% | 0% | 0% | 0% | 0% | 0% | 0%
84000 | 0% | 0% | 0.0135% | 0% | 0% | 0% | 0% | 0% | 0% | 0% | 0% | 0%
84100 | 0% | 0% | 0.01254% | 0% | 0% | 0% | 0% | 0% | 0% | 0% | 0% | 0%
84200 | 0% | 0% | 0.01209% | 0% | 0% | 0% | 0% | 0% | 0% | 0% | 0% | 0%
84300 | 0% | 0% | 0.01177% | 0% | 0% | 0% | 0% | 0% | 0% | 0% | 0% | 0%
84400 | 0% | 0% | 0.01145% | 0% | 0% | 0% | 0% | 0% | 0% | 0% | 0% | 0%
84500 | 0% | 0% | 0.011% | 0% | 0% | 0% | 0% | 0% | 0% | 0% | 0% | 0%
84600 | 0% | 0% | 0.01048% | 0% | 0% | 0% | 0% | 0% | 0% | 0% | 0% | 0%
84700 | 0% | 0% | 0.0101% | 0% | 0% | 0% | 0% | 0% | 0% | 0% | 0% | 0%
84800 | 0% | 0% | 0.009324% | 0% | 0% | 0% | 0% | 0% | 0% | 0% | 0% | 0%
84900 | 0% | 0% | 0.009131% | 0% | 0% | 0% | 0% | 0% | 0% | 0% | 0% | 0%
85000 | 0% | 0% | 0.008873% | 0% | 0% | 0% | 0% | 0% | 0% | 0% | 0% | 0%
85100 | 0% | 0% | 0.008616% | 0% | 0% | 0% | 0% | 0% | 0% | 0% | 0% | 0%
85200 | 0% | 0% | 0.008359% | 0% | 0% | 0% | 0% | 0% | 0% | 0% | 0% | 0%
85300 | 0% | 0% | 0.007973% | 0% | 0% | 0% | 0% | 0% | 0% | 0% | 0% | 0%
85400 | 0% | 0% | 0.007459% | 0% | 0% | 0% | 0% | 0% | 0% | 0% | 0% | 0%
85500 | 0% | 0% | 0.007137% | 0% | 0% | 0% | 0% | 0% | 0% | 0% | 0% | 0%
85600 | 0% | 0% | 0.006301% | 0% | 0% | 0% | 0% | 0% | 0% | 0% | 0% | 0%
85700 | 0% | 0% | 0.005851% | 0% | 0% | 0% | 0% | 0% | 0% | 0% | 0% | 0%
85800 | 0% | 0% | 0.005273% | 0% | 0% | 0% | 0% | 0% | 0% | 0% | 0% | 0%
85900 | 0% | 0% | 0.004823% | 0% | 0% | 0% | 0% | 0% | 0% | 0% | 0% | 0%
86000 | 0% | 0% | 0.004372% | 0% | 0% | 0% | 0% | 0% | 0% | 0% | 0% | 0%
86100 | 0% | 0% | 0.004051% | 0% | 0% | 0% | 0% | 0% | 0% | 0% | 0% | 0%
86200 | 0% | 0% | 0.003987% | 0% | 0% | 0% | 0% | 0% | 0% | 0% | 0% | 0%
86300 | 0% | 0% | 0.003858% | 0% | 0% | 0% | 0% | 0% | 0% | 0% | 0% | 0%
86400 | 0% | 0% | 0.003537% | 0% | 0% | 0% | 0% | 0% | 0% | 0% | 0% | 0%
86500 | 0% | 0% | 0.003215% | 0% | 0% | 0% | 0% | 0% | 0% | 0% | 0% | 0%
86600 | 0% | 0% | 0.002443% | 0% | 0% | 0% | 0% | 0% | 0% | 0% | 0% | 0%
86700 | 0% | 0% | 0.002058% | 0% | 0% | 0% | 0% | 0% | 0% | 0% | 0% | 0%
86800 | 0% | 0% | 0.0018% | 0% | 0% | 0% | 0% | 0% | 0% | 0% | 0% | 0%
86900 | 0% | 0% | 0.001608% | 0% | 0% | 0% | 0% | 0% | 0% | 0% | 0% | 0%
87000 | 0% | 0% | 0.001543% | 0% | 0% | 0% | 0% | 0% | 0% | 0% | 0% | 0%
87100 | 0% | 0% | 0% | 0% | 0% | 0% | 0% | 0% | 0% | 0% | 0% | 0%
87200 | 0% | 0% | 0% | 0% | 0% | 0% | 0% | 0% | 0% | 0% | 0% | 0%
87300 | 0% | 0% | 0% | 0% | 0% | 0% | 0% | 0% | 0% | 0% | 0% | 0%
87400 | 0% | 0% | 0% | 0% | 0% | 0% | 0% | 0% | 0% | 0% | 0% | 0%
87500 | 0% | 0% | 0% | 0% | 0% | 0% | 0% | 0% | 0% | 0% | 0% | 0%
87600 | 0% | 0% | 0% | 0% | 0% | 0% | 0% | 0% | 0% | 0% | 0% | 0%
87700 | 0% | 0% | 0% | 0% | 0% | 0% | 0% | 0% | 0% | 0% | 0% | 0%
87800 | 0% | 0% | 0% | 0% | 0% | 0% | 0% | 0% | 0% | 0% | 0% | 0%
87900 | 0% | 0% | 0% | 0% | 0% | 0% | 0% | 0% | 0% | 0% | 0% | 0%
88000 | 0% | 0% | 0% | 0% | 0% | 0% | 0% | 0% | 0% | 0% | 0% | 0%
88100 | 0% | 0% | 0% | 0% | 0% | 0% | 0% | 0% | 0% | 0% | 0% | 0%
88200 | 0% | 0% | 0% | 0% | 0% | 0% | 0% | 0% | 0% | 0% | 0% | 0%
88300 | 0% | 0% | 0% | 0% | 0% | 0% | 0% | 0% | 0% | 0% | 0% | 0%
88400 | 0% | 0% | 0% | 0% | 0% | 0% | 0% | 0% | 0% | 0% | 0% | 0%
88500 | 0% | 0% | 0% | 0% | 0% | 0% | 0% | 0% | 0% | 0% | 0% | 0%
88600 | 0% | 0% | 0% | 0% | 0% | 0% | 0% | 0% | 0% | 0% | 0% | 0%
88700 | 0% | 0% | 0% | 0% | 0% | 0% | 0% | 0% | 0% | 0% | 0% | 0%
88800 | 0% | 0% | 0% | 0% | 0% | 0% | 0% | 0% | 0% | 0% | 0% | 0%
88900 | 0% | 0% | 0% | 0% | 0% | 0% | 0% | 0% | 0% | 0% | 0% | 0%
89000 | 0% | 0% | 0% | 0% | 0% | 0% | 0% | 0% | 0% | 0% | 0% | 0%
89100 | 0% | 0% | 0% | 0% | 0% | 0% | 0% | 0% | 0% | 0% | 0% | 0%
89200 | 0% | 0% | 0% | 0% | 0% | 0% | 0% | 0% | 0% | 0% | 0% | 0%
89300 | 0% | 0% | 0% | 0% | 0% | 0% | 0% | 0% | 0% | 0% | 0% | 0%
89400 | 0% | 0% | 0% | 0% | 0% | 0% | 0% | 0% | 0% | 0% | 0% | 0%
89500 | 0% | 0% | 0% | 0% | 0% | 0% | 0% | 0% | 0% | 0% | 0% | 0%
89600 | 0% | 0% | 0% | 0% | 0% | 0% | 0% | 0% | 0% | 0% | 0% | 0%
89700 | 0% | 0% | 0% | 0% | 0% | 0% | 0% | 0% | 0% | 0% | 0% | 0%
89800 | 0% | 0% | 0% | 0% | 0% | 0% | 0% | 0% | 0% | 0% | 0% | 0%
89900 | 0% | 0% | 0% | 0% | 0% | 0% | 0% | 0% | 0% | 0% | 0% | 0%
90000 | 0% | 0% | 0% | 0% | 0% | 0% | 0% | 0% | 0% | 0% | 0% | 0%