## READ ME
SheltAir - A simplified tool for natural ventilation and COVID-19 transmission risk in shelters
Shelters, Indoor Air Quality and COVID-19
The global spread of Severe Acute Respiratory Syndrome Coronavirus 2 (SARS-CoV-2) has elevated the importance of ventilation and indoor air quality (IAQ) as critical health measures, affecting both developing and developed nations. Ensuring adequate ventilation is crucial for maintaining safe indoor air levels and minimizing the risk of airborne disease transmission. This is especially vital in naturally ventilated, overcrowded shelters, where achieving proper airflow rates is challenging due to dependency on weather conditions and the need for active participation from occupants to manage ventilation openings effectively. Frequently, temporary shelters represent such densely populated environments, depending on natural ventilation yet often failing to provide satisfactory IAQ. The quality of indoor air significantly depends on occupants' behavior and ventilation rates. Despite its recognized importance for health, safety, and well-being, the aspect of IAQ is frequently neglected in the design of shelters.
About SheltAir
A key ingredient for good indoor air quality is good ventilation. One simple method that can be used to determine if a space is well ventilated is to measure indoor carbon dioxide (CO2) levels. SheltAir implemets a simple airflow model and a indoor CO2 estimation model. With SheltAir you can model shelter airflow according to differents window layouts and ventilation strategies. You can also estimate the indoor concentration of CO2 based on occupancy patterns and occupants activity. SheltAir has been tested against more complex airflow models and is known to work well, however it is limited by the simplicity of the model - which has been restricted so the user doesn't need to be a modelling or construction expert - and because a more accurate model would require detailed information about the shelter, the surrounding environment and the outdoor conditions that is unlikely to be known, or vary from one location in the camp to another. One very special feature of SheltAir is the way it presents the results. Alongside the winter and summer airflow the shelter is likely to provide, SheltAir produces a graph of indoor concentration of CO2 over the day and compares this to the ventilation assessment and the COVID-19 transmission risk.
Understanding Modelling
Navigating SheltAir begins with understanding the inputs required to bring your shelter design to life within our model. While the initial setup might appear daunting, rest assured that the process becomes significantly more intuitive and rapid once the basic parameters of your shelter are defined. • Location: The geographical location of your shelter significantly influences its interaction with the external environment. Factors such as exposure to sunlight and prevailing wind patterns play a vital role in determining the thermal comfort and air quality inside. By accurately inputting the shelter's location, SheltAir can model how these external conditions affect indoor temperature and airflow, enabling you to design spaces that are both comfortable and energy-efficient. • Shelter Details: The volume of the shelter, or its total internal space, is a critical component of design that directly impacts air quality and thermal dynamics. A larger volume may lead to more diluted CO2 concentrations but also presents challenges in heating or cooling efficiently. Conversely, a smaller volume can be easier to heat or cool but might require more active ventilation to maintain air quality. SheltAir accounts for the shelter's volume in its models to optimize the design for energy efficiency, occupant comfort, and environmental impact. Understanding the interplay between volume, ventilation, and occupant behavior allows for the creation of spaces that not only meet aesthetic and functional requirements but also adhere to principles of sustainability and well-being. • Ventilation: The design and position of ventilation openings are paramount for simulating accurate airflow and CO2 concentration within the shelter. SheltAir considers the size, number, and location of these openings to predict how air moves through the space, facilitating the dilution of indoor pollutants and the regulation of temperature. Thoughtful consideration of ventilation options can lead to improved air quality and occupant comfort, as well as energy savings by maximizing natural ventilation. • Occupancy: Occupant behavior is a dynamic and influential factor in the modeling of indoor environments. Activities such as opening and closing windows, operating heating or cooling devices, and generating CO2 through breathing or cooking can drastically affect the indoor climate and air quality. SheltAir incorporates the potential range of occupant behaviors to offer a more nuanced and accurate simulation of real-life conditions. Understanding the impact of these behaviors helps in designing adaptable spaces that can maintain comfort and health standards under varying usage patterns. By considering occupant behavior, designers can also identify strategies for encouraging practices that enhance environmental conditions, such as optimizing natural ventilation usage or reducing internal heat gains. How to Proceed: Familiarise yourself with the basics: Before inputting your data, we recommend reviewing the principles that underpin our model. This foundational knowledge will streamline the process and enhance your modeling experience. Experiment and Learn: SheltAir is not just a tool for analysis; it's a platform for learning and discovery. We encourage you to play with different design alternatives and settings to see their impact on indoor conditions and to explore the suitability of your design across various global locations. Final Thoughts We understand that your shelter design might not fit neatly into predefined categories, and that's okay. SheltAir is designed to accommodate the vast spectrum of design possibilities through informed judgment and creative experimentation. Our goal is to empower you to create spaces that are not only architecturally sound but also environmentally responsive and conducive to occupant well-being.
What drives natural ventilation?
Shelter airflow depend mainly on three paramters: external condition, shelter characteeristics and occupant behaviour. 1 External Conditions: The location of the shelter is the prime driver for its performance. The more extreme or harsh the climate, the more we need to do to counteract it. The maximum temperature in summer and the minimum in winter will be key, but also the fluctuation between night and day. If there is a large fluctuation, heat from the day and coolth from the night can be stored in bricks or sandbags or earth. If there is little difference between the day and night temperature, heavyweight materials will add little. Other impacts will come from: • Wind speed: The flow of air around the shelter can be affected by obstructions like neighboring shelters or trees, which can either enhance or impede the natural wind speed. A shelter situated in an unobstructed area may benefit from higher wind speeds, which can improve ventilation and reduce the accumulation of stagnant air. • Wind direction: The shelter's orientation to the natural wind direction, often influenced by the topography or structures around it, is crucial. Aligning shelter openings with prevailing winds can maximize natural ventilation, aiding in the dispersion of indoor pollutants and excess heat. • Outdoor and indoor temperature: The temperature differential between the outside environment and the shelter's interior drives natural ventilation. This differential is influenced by the shelter's location, which determines the external climatic conditions, as well as by the materials used in construction and the heat generated from occupancy and use. Effective design can exploit this temperature gradient to enhance natural airflow and manage indoor climate. 2 Shelter Characteristics: The shelter should ideally respond to the external conditions to maximize ventilation and IAQ. This can be achieved through consideration of: • Shelter exposure: The positioning of the shelter in relation to the prevailing winds is crucial. Proper exposure allows the shelter to utilize natural wind patterns for effective ventilation, which can improve IAQ by replacing indoor air with fresh outdoor air more efficiently. • Ventilation layout: The strategic placement and size of windows, doors, and other openings are central to creating a successful ventilation strategy. This layout should facilitate both the entry of fresh air and the exit of stale air, thereby maintaining IAQ and comfort. • Airtightness: While airtight construction can improve energy efficiency by reducing unintended heat loss or gain, it must be balanced with the need for adequate ventilation. Ensuring that there are controllable ventilation openings allows for maintaining IAQ without compromising thermal comfort. 3 Occupants behaviour: The way occupants interact with the shelter significantly influences its indoor air quality, especially regarding CO2 concentration. The activities within the shelter, ranging from resting to more vigorous exercises, directly affect the amount of CO2 exhaled, thus altering the indoor CO2 levels. Furthermore, how occupants manage ventilation through doors and windows, alongside the shelter's occupancy levels, plays a critical role in air exchange. Effective ventilation practices and moderation in activity levels are essential for maintaining a healthy indoor environment. Educating occupants on their impact on indoor air quality and promoting responsible ventilation and activity practices can lead to significant improvements in air quality and overall comfort within the shelter.
How To Use ShelTherm
SheltAir is a visual tool and is organised very simply. In the INTERFACE all the inputs are stacked on the left-hand side of the spreadsheet and the outputs are the four graphs and tthe two tables on the right-hand side. That's it. As soon as you make a change, this is reflected in the results. To use SheltAir, you do not need • To know how an airflow model works. • Have access to the external weather data for your site. We've built in over 3100 sites from which you can choose (and this is why the tool is 35MB). Pick the closest and visualize it (see the INTERFACE). • CO2 emission rattes from occupants. The tool is able to select among four different occupants activittes that you can chose (see the INTERFACE). To use SheltAir, you need the following data • Location: you will need the cordinates of the location of the camp and choose the location that most closely matches yours from the available list. • The area of the walls and roof/floor. • Window types and sizes. • Air infiltration rate, i.e. how airtight your construction is - we give example values. • The rough layout of windows and vents. • Ventilation operation schedule - i.e. will people close the windows and doors at night, for example. • Number of occupants. • Occupancy schedule - i.e. how many people are in thee shelteer during the day and during the night. • Occupants activities. SheltAir Outputs SheltAir produces the chosen shelter's predicted airflow rate the indoor concentration of CO2 exhaled by occupats and the heat loss through ventilation, during two example days: a typical day during the hottest and coldest month of the year. These predicted values can be compared with the CO2 threshod limit and the COVID-19 transmission risk.
These colours indicate the form of the cells in the main INTERFACE sheet:
|  | Mandatory input cells | Informative or results (do not modify these cells) | Internal input (do not modify these cells)
Inputs
Location | This is a mandatory element, and only one location can be selected. Start by inserting the location coordinates on the latitude and the longitude input cells (note that the latitude and longitude values are in Decimal Degree coordinates (DD), not in Degrees, Minutes, Seconds (DMS)). The combo box drop-down shows a list of the five closest locations for the insert coordinates. Use the combo box to select one of the five locations. You can visualize the location position in the map to show the input coordinates.
Shelter Details | The tool requires the shelter geometry and fenestrations to be defined by the user. The mandatory fields for Shelter Details are wall height (m), floor area (m2) and floor perimeter (m). The airflow model assumes that the roof is flat. For shelters with pitch roofs, the total wall area should include also the gable area. The users must also define the window details such as window height (m), window width (m), window openable area (%) and the vertical window distance (ha). ha is the distance between the two midpoints of the two winidows (if there are two windows) and it is further explained in the INTERFACE.
The users must also define the window details such as window height (m), window width (m), window openable area (%) and the vertical window distance (ha). ha is the distance between the two midpoints of the two winidows (if there are two windows) and it is further explained in the INTERFACE. The tool require at leeas the First window details, if two windows are included in the design, please define also the Second window details. Below you can find the four layouts that the tool is able to simulate and how to calculate the distance between the First Window and the Second window (ha) in case of stack effect. ha is caluclated from the midpoint of the two windows considered. They are linked with a ventilation strategy further explained later and that the user needs to select in the INTERFACE. The user can define the door details only if the door is used for ventilation. The Shelter exposure drop-down list controls the shelters exposure. For instance, is the wind flow reduced or blocked by other shelters or buildings, by fences or landscape features? The typical wind speeds in the area are taken from the weather file. However, these will have been measured in an exposed setting and at a height of 10 metres, so if your shelters are close together, or at the bottom of a valley or in the trees, reduce this value [8]. The four types of wind site exposure are City (0 to 0.29), Urban (0.3 to 0.49), Open country (sheltered) (0.5 to 0.69), and Open country (0.7 to 1). If you don't know the details of your location, we suggest to select City.
Ventilation and Airtightness | Every shelter has one window assigned automatically (we term this first window, but it does not need to be thee largest or most important) and Single-side option is pre-selected. However, you can add one window more (second window). You can set the size of both the first window and the second window. More windows are added as follows. • If there is more than one window on the main wall, look at Single-side stack and select whether the new opening is at roughly the same height, or a different one. Openings at different heights allow a greater flow of air than ones at the same height (of the same area); this is termed the stack effect. • If the additional window on a wall not facing in the same direction as the main wall, look at Cross-ventilation and select the most appropriate situation depending on your shelter layout. • If you have windows at different heights, you need to specify the vertical distance (ha) between the mid points of the openings. The greater this value, the more powerful the stack effect. This needs to be the average separation between all the openings, and we suggest you obtain it as follows. Logically split the opening into two groups: high and low, and take the mean vertical separation between the two. Select the ventilation schedules for the windows and the doors as appropriate: • for the summer month, the daytime schedule is for the window/door to be OPEN between 7am to 8pm. The night-time schedule is from 8pm to 7am; • for the winter month, the daytime schedule is for the window/door to be OPEN between 9am to 6pm. The night-time schedule is from 6pm to 9am. You also need to define a value for the airightness of your shelter. If you have no idea of the airtightness, you will have to guess. We have measured the airtightness of real shelters and a typical value would be 20 ACH at 50Pa. A normal new house in the UK would be 6 ACH at 50 Pa. A leaky bamboo shelter might be 100 ACH at 50Pa. As another example, an infiltration test using CO2 that was conducted by the HHftD research team in Markazi refugee camp (Djibouti), found an infiltration rate of around 1.2 ACH at 50Pa in vacant prefabricated shelters. If you have no idea of the airtightness, we suggest you use a value of 20 ACH at 50Pa.
Occupancy | The Number of occupants check boxes allow to input the number of occupants in the shelter during daytime and night time. The occupancy section alsoo specify the activiti for daytime and night time. You can select Eating, Housework, Sleeping and Sitting. • The daytime schedule is for the ocucpants to be inside the shelter between 7am to 6pm. The night-time schedule is from 6pm to 7am.
Outputs
Ventilation adequacy | A key ingredient for good indoor air quality is good ventilation. he INTERFACE tab in SheltAir displays two outputs: estimated ventilation rates and indoor CO2 concentrations. These graphs, found on the left side of the INTERFACE tab, help assess a space's ventilation system effectiveness. Monitoring indoor CO2 levels allows verification of whether the space's ventilation aligns with design standards. It is crucial to account for all factors that impact CO2 levels when assessing ventilation.
The comfort band is the orange band shown in the results graphs. This shows the temperatures over which people in that climate would report themselves as comfortable. The band changes with the external climate. Temperatures outside of the band should be seen as uncomfortable, the further from the band the temperature is the more discomfort there is. The longer the time during the day the temperature is outside the comfort band the longer the discomfort. At some combination of distance from the comfort band and time outside the band, the occupants will go from discomfort to thermal distress and at a further point morbidity and mortality increase, particularly amongst the vulnerable. Long periods spent significantly beyond the comfort band can be serious. In fact, it is known that 14,000 people dying in Paris during the European heatwave of 2003, due to excessively warm indoor conditions. You can chose between two comfort band models: (i) The ASHRAE adaptive model [9, 10], or (ii) the Relative Humidity (RH) Adaptive Model [11]. The difference will be small in most locations. The ASHRAE model is part of several ISO standards and is therefore widely used and accepted across the building design community. However, it does not explicitly take into account the difference in comfort perception under different relative humilities, which the RH Adaptive Model does. Hence, the RH Adaptive Model will suggest higher comfort temperatures in places of low relative humidity, and lower ones in humid areas. If you are unsure which model to use, we recommended the RH Adaptive Model.
COVID-19 transmission risk | The risk of COVID-19 transmission within a shelter is assessed using the Zemouri model, which correlates indoor CO2 concentration with the likelihood of virus transmission. This model categorizes the risk into three levels based on CO2 measurements in parts per million (ppm). As shown in the referenced table, CO2 concentrations up to 774 ppm are considered to present a low risk, levels at 1135 ppm indicate a medium risk, and readings exceeding 2375 ppm are categorized as high risk. These thresholds are adapted from research on the SIR Model for Influenza and SARS, providing a framework for understanding and mitigating the transmission risk of respiratory infections, including COVID-19, in indoor environments. It's important to note the limitations of this model. While indoor CO2 concentration is a useful proxy for estimating the potential for airborne transmission of viruses, it does not account for all variables. Factors such as the presence of infectious individuals, compliance with mask-wearing, room geometry, and air filtration systems can significantly influence actual transmission risk. The model assumes a direct correlation between CO2 levels and the number of exhalations from occupants, which can indicate the potential for exposure to airborne pathogens. However, it does not directly measure virus particles in the air. Hence, the model should be used as a guideline rather than a definitive predictor of COVID-19 transmission risk.
Airflow and indoor CO2 | The INTERFACE sheet's right side provides a detailed view of the CO2 metric approach to assess ventilation adequacy. This method interprets indoor CO2 levels as an indicator of the collective exhalation of occupants, which correlates with the concentration of airborne contaminants and, by extension, ventilation effectiveness. A specific CO2 threshold is established for each space to evaluate the outdoor air ventilation rate. If the measured CO2 concentration exceeds this threshold at any time, it suggests that the current ventilation rate is lower than what was planned for that space. This tailored metric offers a more precise assessment compared to a threshold, like the commonly referenced but sometimes misunderstood value of 1000 parts per million by volume (ppmv). By applying a space-specific CO2 standard, SheltAir provides a nuanced evaluation of ventilation, allowing for adjustments that are tailored to the particular characteristics and usage of the space, rather than relying on a one-size-fits-all figure.
Heatloss through ventilation | On the right side of the INTERFACE tab, SheltAir provides data on heat loss due to ventilation, with specific metrics for the coldest and hottest days. This output evaluates the thermal impact of air exchange—how heat escapes during cold periods or enters during hot periods through the shelter's ventilation system. For the coldest day scenario, the focus is on the heat loss that occurs when warmer indoor air is replaced by colder outside air. Conversely, for the hottest day scenario, the concern shifts to the heat gain when cooler indoor air is replaced by warmer outside air. Both situations have a significant impact on the shelter's thermal comfort and the energy required to maintain a livable environment. Understanding this aspect of ventilation is crucial for designing and implementing temperature control measures. It allows for the optimization of ventilation rates to balance air quality with thermal comfort without excessive energy consumption. SheltAir's detailed heat loss metrics serve as a guide for making informed decisions about ventilation strategies that cater to the specific climatic challenges faced on the most extreme days.
🔗
🔗
🔗
🔗
🔗
2
2
🔗
SINGLE-SIDE
WIND DRIVEN
SINGLE-SIDE
STACK DRIVEN
CROSS VENTILATION WIND DRIVEN
CROSS VENTILATION STACK DRIVEN

## INTERFACE
SheltAir
1 - Inputs. We suggest you study the README tab, which contains some useful suggestions for default values | [16 empty] | 2 - Results. We suggest you study the README tab for interpreting the results.
[13 empty] | Outdoor CO2 |  |  |  |  | CO2 daytime | 2173.9039 | ppm | INADEQUATE VENTILATION | COVID-19 transmission risk - daytime | MEDIUM RISK
|  | latitude | 23 | DD | [8 empty] | 400 | ppm
|  | longitude | 35 | DD | [13 empty] | CO2 nightime | 523.514 | ppm | GOOD VENTILATION | COVID-19 transmission risk - night | LOW RISK
Shelter exposure
[18 empty] | CO2 day max | 3192.2679 | ppm | INADEQUATE VENTILATION
| latitude |  | longitude
| 23.964 | DD | 32.82 | DD
|  | distance of nearest location | 247.0909 | km
|  | height above sea level | 378 | m
Shelter dimensions |  |  |  |  | First window details |  |  |  | Second window details |  |  |  | Door details
| wall height | 2.3 | m2 |  | window height | 0.6 | m |  | window height | 1 | m |  | door height | 1.9 | m
| peak height | 0 | m2 |  | window width | 0.8 | m |  | window width | 0.6 | m |  | door width | 0.9 | m
| floor area | 12 | m2 |  | window area | 0.48 | m2 |  | window area | 0.6 | m2 |  | door area | 1.71 | m2
| shelter volume | 13.8 | m3
| floor perimeter | 20.44 | m
[13 empty] | vertical opening distance = ha | 1.5 | m
| Opening schedule summer |  |  |  | Opening schedule winter |  |  |  |  | Door frequency open | [5 empty] | Air tightness
|  | area that is open | 60 | % |  | area that is open | 60 | % |  |  | area that is open | 100 | %
| Number of occupants |  |  |  | Activity daytime |  |  |  | Activity nightime
| Day | Night
| 10 | 3
Ventilation type
Location
Shelter Details
Find nearest locations for:
Option Button 43
Option Button 44
Option Button 45
Ventilation
Single side
Single side - stack effect
Cross-ventilation
Ventilation type
Occupancy
RESULTS
Option Button 45
Low exposure
High exposure
City - Urban - Open Country - Open country
(sheltered)
Perfectly Airtight
(min. 5 ACH at 50Pa)
Very Leaky
(max. 100 ACH at 50 Pa)
Cross-ventilation
stack effect

## Outputs
Data to display
| January |  |  | July
Hour | Ventilation coolest | CO2 coolest | Heat loss | Ventilation hottest | CO2 hottest | Heat loss | CO2 threshold | CO2 guidance
[5 empty] | ppm |  | ppm | Treshold CO2 | 1000 | ppm
0 | 10.6505 | 671.8723 | 36.7443 | 52.6355 | 455.0133 | 181.5924 | 1000 | Message | GOOD VENTILATION
1 | 10.6505 | 671.8787 | 146.7096 | 52.6355 | 455.0133 | 162.6961 | 1000 |  | INADEQUATE VENTILATION
2 | 42.5245 | 468.0937 | 144.159 | 47.1583 | 461.4028 | 154.8286 | 1000 |  | HEALTH RISK
3 | 41.7852 | 469.2985 | 140.0995 | 44.8778 | 464.523 | 156.1219 | 1000
4 | 40.6085 | 471.3065 | 148.4699 | 45.2527 | 463.9885 | 148.3262 | 1000
5 | 43.0348 | 467.2864 | 126.7714 | 42.9931 | 467.3515 | 120.4128 | 1000 | COVID guidance
6 | 36.7453 | 478.8032 | 53.5035 | 34.9023 | 482.9646 | 36.7443 | 1000 | Treshold CO2 | Message
7 | 15.5083 | 2317.6318 | 125.5141 | 10.6505 | 3192.2037 | 36.7443 | 1000 | 775 | LOW RISK
8 | 36.3809 | 1217.4382 | 128.9988 | 10.6505 | 3192.2679 | 36.7443 | 1000 | 1135 | MEDIUM RISK
9 | 37.3909 | 1195.3564 | 142.5424 | 10.6505 | 3192.2679 | 36.7443 | 1000 | 2375 | HIGH RISK
10 | 41.3166 | 1119.7861 | 175.4493 | 10.6505 | 3192.2679 | 36.7443 | 1000
11 | 50.8549 | 984.7843 | 175.8086 | 10.6505 | 3192.2679 | 36.7443 | 1000
12 | 50.959 | 983.5893 | 181.1254 | 10.6505 | 3192.2679 | 36.7443 | 1000
13 | 52.5001 | 966.4584 | 170.5995 | 10.6505 | 3192.2679 | 36.7443 | 1000
14 | 49.4491 | 1001.4086 | 172.2161 | 10.6505 | 3192.2679 | 36.7443 | 1000
15 | 49.9177 | 995.7631 | 161.3309 | 10.6505 | 3192.2679 | 36.7443 | 1000
16 | 46.7626 | 1035.9599 | 166.54 | 10.6505 | 3192.2679 | 36.7443 | 1000
17 | 48.2725 | 1016.0682 | 162.265 | 10.6505 | 3192.2679 | 36.7443 | 1000
18 | 47.0333 | 1032.2991 | 148.9369 | 10.6505 | 3192.2679 | 36.7443 | 1000
19 | 43.1701 | 606.6646 | 149.6195 | 10.6505 | 1237.7267 | 36.7443 | 1000
20 | 43.368 | 466.7694 | 148.4699 | 10.6505 | 671.8921 | 189.2444 | 1000
21 | 43.0348 | 467.2864 | 158.9958 | 54.8534 | 452.7889 | 178.5748 | 1000
22 | 46.0857 | 462.8318 | 160.5047 | 51.7608 | 455.943 | 183.4605 | 1000
23 | 46.5231 | 462.2412 | 142.3268 | 53.177 | 454.4531 | 185.7597 | 1000
24 | 41.2541 | 470.1906 | 0 | 53.8434 | 453.7792 | 0 | 1000

## CO2
[7 empty] | Coldest |  |  |  | Hottest
Hour beginning | Occupants | Emission rate per person | Total emission | Air change rate [m3/s] | Air change rate [m3/s] | Initial vpm | Final vpm | Air change rate [m3/s] | Air change rate [m3/s] | Initial vpm | Final vpm
|  | ml/s | ml/s | ACH | m3/s | ppm | pm | ACH | m3/s | ppm | ppm | Shelter volume | V = | 13.8 | m3 | Metabolic activity day
0 | 3 | 3.7 | 11.1 | 10.6505 | 0.040827 | 400 | 671.8723 | 52.6355 | 0.20177 | 400 | 455.0133 |  |  |  |  | units: | -
1 | 3 | 3.7 | 11.1 | 10.6505 | 0.040827 | 671.8723 | 671.8787 | 52.6355 | 0.20177 | 455.0133 | 455.0133 | Outdoor CO2 | CO2 = | 400 | ppm | id | name
2 | 3 | 3.7 | 11.1 | 42.5245 | 0.16301 | 671.8787 | 468.0937 | 47.1583 | 0.18077 | 455.0133 | 461.4028 |  |  |  |  | 2 | Housework | 2.4 | 0.0114 | 11.4
3 | 3 | 3.7 | 11.1 | 41.7852 | 0.16018 | 468.0937 | 469.2985 | 44.8778 | 0.17203 | 461.4028 | 464.523
4 | 3 | 3.7 | 11.1 | 40.6085 | 0.15567 | 469.2985 | 471.3065 | 45.2527 | 0.17347 | 464.523 | 463.9885 |  |  |  |  | Metabolic activity night
5 | 3 | 3.7 | 11.1 | 43.0348 | 0.16497 | 471.3065 | 467.2864 | 42.9931 | 0.16481 | 463.9885 | 467.3515 |  |  |  |  | units: | -
6 | 3 | 3.7 | 11.1 | 36.7453 | 0.14086 | 467.2864 | 478.8032 | 34.9023 | 0.13379 | 467.3515 | 482.9646 |  |  |  |  | id | name
7 | 10 | 11.4 | 114 | 15.5083 | 0.059448 | 478.8032 | 2317.6318 | 10.6505 | 0.040827 | 482.9646 | 3192.2037 |  |  |  |  | 4 | Sleeping | 1 | 0.0037 | 3.7
8 | 10 | 11.4 | 114 | 36.3809 | 0.13946 | 2317.6318 | 1217.4382 | 10.6505 | 0.040827 | 3192.2037 | 3192.2679
9 | 10 | 11.4 | 114 | 37.3909 | 0.14333 | 1217.4382 | 1195.3564 | 10.6505 | 0.040827 | 3192.2679 | 3192.2679 |  |  |  |  | Activity
10 | 10 | 11.4 | 114 | 41.3166 | 0.15838 | 1195.3564 | 1119.7861 | 10.6505 | 0.040827 | 3192.2679 | 3192.2679 |  |  |  |  | 1 | 2 | 3 | 4 | 5
11 | 10 | 11.4 | 114 | 50.8549 | 0.19494 | 1119.7861 | 984.7843 | 10.6505 | 0.040827 | 3192.2679 | 3192.2679 |  |  |  |  | units: | - | met | L/s
12 | 10 | 11.4 | 114 | 50.959 | 0.19534 | 984.7843 | 983.5893 | 10.6505 | 0.040827 | 3192.2679 | 3192.2679 |  |  |  |  | id | name | metabolic activity | emission rate | emission*1000
13 | 10 | 11.4 | 114 | 52.5001 | 0.20125 | 983.5893 | 966.4584 | 10.6505 | 0.040827 | 3192.2679 | 3192.2679 |  |  |  |  | 1 | Eating | 1.4 | 0.0053 | 5.3
14 | 10 | 11.4 | 114 | 49.4491 | 0.18955 | 966.4584 | 1001.4086 | 10.6505 | 0.040827 | 3192.2679 | 3192.2679 |  |  |  |  | 2 | Housework | 2.4 | 0.0114 | 11.4
15 | 10 | 11.4 | 114 | 49.9177 | 0.19135 | 1001.4086 | 995.7631 | 10.6505 | 0.040827 | 3192.2679 | 3192.2679 |  |  |  |  | 3 | Sitting | 1.2 | 0.0046 | 4.6
16 | 10 | 11.4 | 114 | 46.7626 | 0.17926 | 995.7631 | 1035.9599 | 10.6505 | 0.040827 | 3192.2679 | 3192.2679 |  |  |  |  | 4 | Sleeping | 1 | 0.0037 | 3.7
17 | 10 | 11.4 | 114 | 48.2725 | 0.18504 | 1035.9599 | 1016.0682 | 10.6505 | 0.040827 | 3192.2679 | 3192.2679
18 | 10 | 11.4 | 114 | 47.0333 | 0.18029 | 1016.0682 | 1032.2991 | 10.6505 | 0.040827 | 3192.2679 | 3192.2679
19 | 3 | 11.4 | 34.2 | 43.1701 | 0.16549 | 1032.2991 | 606.6646 | 10.6505 | 0.040827 | 3192.2679 | 1237.7267
20 | 3 | 3.7 | 11.1 | 43.368 | 0.16624 | 606.6646 | 466.7694 | 10.6505 | 0.040827 | 1237.7267 | 671.8921
21 | 3 | 3.7 | 11.1 | 43.0348 | 0.16497 | 466.7694 | 467.2864 | 54.8534 | 0.21027 | 671.8921 | 452.7889
22 | 3 | 3.7 | 11.1 | 46.0857 | 0.17666 | 467.2864 | 462.8318 | 51.7608 | 0.19842 | 452.7889 | 455.943
23 | 3 | 3.7 | 11.1 | 46.5231 | 0.17834 | 462.8318 | 462.2412 | 53.177 | 0.20385 | 455.943 | 454.4531
24 | 3 | 3.7 | 11.1 | 41.2541 | 0.15814 | 462.2412 | 470.1906 | 53.8434 | 0.2064 | 454.4531 | 453.7792
[6 empty] | avearge day |  |  | avearge day
[6 empty] | avearge night |  |  | avearge night

## Ventilation
| Ventilation Summer | [30 empty] | Heat loss vetilation
Output data for CO2 calculations (selection)
| units: | - | ach | ach | ach | ach | ach | ach | ach | ach | ach | ach | ach | ach | ach | ach | ach | ach | ach | ach | ach | ach | ach | ach | ach | ach | [5 empty] | Hourly heat loss summer |  |  |  |  | Hourly heat loss winter
| id | name
| 4 | VD | 52.6355 | 47.1583 | 44.8778 | 45.2527 | 42.9931 | 34.9023 | 10.6505 | 10.6505 | 10.6505 | 10.6505 | 10.6505 | 10.6505 | 10.6505 | 10.6505 | 10.6505 | 10.6505 | 10.6505 | 10.6505 | 10.6505 | 10.6505 | 54.8534 | 51.7608 | 53.177 | 53.8434 | [6 empty] | Ventilation | Ventilation | Heat loss |  |  | Ventilation | Ventilation | Heat loss |  |  | Heath loss ventilation
[32 empty] | Time of Day | ach | m3/s |  |  | Time of Day | ach | m3/s |  |  |  | Constant that converts the units appropriately |  |  | constant = | 300 | J/m3C
[32 empty] | 1 | 52.6355 | 0.20177 | 181.5924 |  | 1 | 10.6505 | 0.040827 | 36.7443 |  |  | Volumetric specific heat of air |  |  | Cp = | 1005 | J/(kg·K)
[32 empty] | 2 | 47.1583 | 0.18077 | 162.6961 |  | 2 | 42.5245 | 0.16301 | 146.7096 |  |  | Density of air |  |  | d = | 1.2 | kg/m³
| Internal data | Summer | [29 empty] | 3 | 44.8778 | 0.17203 | 154.8286 |  | 3 | 41.7852 | 0.16018 | 144.159
| 1 | 2 | 3 | 4 | 5 | 6 | 7 | 8 | 9 | 10 | 11 | 12 | 13 | 14 | 15 | 16 | 17 | 18 | 19 | 20 | 21 | 22 | 23 | 24 | 25 | 26 | [5 empty] | 4 | 45.2527 | 0.17347 | 156.1219 |  | 4 | 40.6085 | 0.15567 | 140.0995
| units: | - | ach | ach | ach | ach | ach | ach | ach | ach | ach | ach | ach | ach | ach | ach | ach | ach | ach | ach | ach | ach | ach |  |  | ach | [5 empty] | 5 | 42.9931 | 0.16481 | 148.3262 |  | 5 | 43.0348 | 0.16497 | 148.4699
| id | name | Nd summer | Nd summer | Nd summer | Nd summer | Nd summer | Nd summer | Nd summer | Nd summer | Nd summer | Nd summer | Nd summer | Nd summer | Nd summer | Nd summer | Nd summer | Nd summer | Nd summer | Nd summer | Nd summer | Nd summer | Nd summer | Nd summer | Nd summer | Nd summer | [5 empty] | 6 | 34.9023 | 0.13379 | 120.4128 |  | 6 | 36.7453 | 0.14086 | 126.7714
| 1 | VA | 29.2579 | 26.8305 | 25.8198 | 25.9859 | 24.9845 | 23.0774 | 10.6505 | 10.6505 | 10.6505 | 10.6505 | 10.6505 | 10.6505 | 10.6505 | 10.6505 | 10.6505 | 10.6505 | 10.6505 | 10.6505 | 10.6505 | 10.6505 | 30.2409 | 28.8703 | 29.4979 | 29.7932 | Single-side |  |  |  |  | 7 | 10.6505 | 0.040827 | 36.7443 |  | 7 | 15.5083 | 0.059448 | 53.5035
| 2 | VB | 29.0255 | 29.0525 | 29.0736 | 29.097 | 29.1165 | 29.1334 | 10.6505 | 10.6505 | 10.6505 | 10.6505 | 10.6505 | 10.6505 | 10.6505 | 10.6505 | 10.6505 | 10.6505 | 10.6505 | 10.6505 | 10.6505 | 10.6505 | 28.8884 | 28.9293 | 28.9636 | 28.9938 | Single-side multiple openings |  |  |  |  | 8 | 10.6505 | 0.040827 | 36.7443 |  | 8 | 36.3809 | 0.13946 | 125.5141
| 3 | VC | 134.9891 | 118.7683 | 112.0148 | 113.125 | 106.4332 | 82.4721 | 10.6505 | 10.6505 | 10.6505 | 10.6505 | 10.6505 | 10.6505 | 10.6505 | 10.6505 | 10.6505 | 10.6505 | 10.6505 | 10.6505 | 10.6505 | 10.6505 | 141.5576 | 132.3987 | 136.5927 | 138.5663 | Cross vent |  |  |  |  | 9 | 10.6505 | 0.040827 | 36.7443 |  | 9 | 37.3909 | 0.14333 | 128.9988
| 4 | VD | 52.6355 | 47.1583 | 44.8778 | 45.2527 | 42.9931 | 34.9023 | 10.6505 | 10.6505 | 10.6505 | 10.6505 | 10.6505 | 10.6505 | 10.6505 | 10.6505 | 10.6505 | 10.6505 | 10.6505 | 10.6505 | 10.6505 | 10.6505 | 54.8534 | 51.7608 | 53.177 | 53.8434 | Cross vent multiple |  |  |  |  | 10 | 10.6505 | 0.040827 | 36.7443 |  | 10 | 41.3166 | 0.15838 | 142.5424
[32 empty] | 11 | 10.6505 | 0.040827 | 36.7443 |  | 11 | 50.8549 | 0.19494 | 175.4493
[32 empty] | 12 | 10.6505 | 0.040827 | 36.7443 |  | 12 | 50.959 | 0.19534 | 175.8086
[32 empty] | 13 | 10.6505 | 0.040827 | 36.7443 |  | 13 | 52.5001 | 0.20125 | 181.1254
[32 empty] | 14 | 10.6505 | 0.040827 | 36.7443 |  | 14 | 49.4491 | 0.18955 | 170.5995
| Ventilation Winter | [30 empty] | 15 | 10.6505 | 0.040827 | 36.7443 |  | 15 | 49.9177 | 0.19135 | 172.2161
[32 empty] | 16 | 10.6505 | 0.040827 | 36.7443 |  | 16 | 46.7626 | 0.17926 | 161.3309
| Output data for CO2 calculations (selection) | [30 empty] | 17 | 10.6505 | 0.040827 | 36.7443 |  | 17 | 48.2725 | 0.18504 | 166.54
| units: | - | ach | ach | ach | ach | ach | ach | ach | ach | ach | ach | ach | ach | ach | ach | ach | ach | ach | ach | ach | ach | ach | ach | ach | ach | [5 empty] | 18 | 10.6505 | 0.040827 | 36.7443 |  | 18 | 47.0333 | 0.18029 | 162.265
| id | name | [29 empty] | 19 | 10.6505 | 0.040827 | 36.7443 |  | 19 | 43.1701 | 0.16549 | 148.9369
| 4 | VD | 10.6505 | 42.5245 | 41.7852 | 40.6085 | 43.0348 | 36.7453 | 15.5083 | 36.3809 | 37.3909 | 41.3166 | 50.8549 | 50.959 | 52.5001 | 49.4491 | 49.9177 | 46.7626 | 48.2725 | 47.0333 | 43.1701 | 43.368 | 43.0348 | 46.0857 | 46.5231 | 41.2541 | [5 empty] | 20 | 10.6505 | 0.040827 | 36.7443 |  | 20 | 43.368 | 0.16624 | 149.6195
[32 empty] | 21 | 54.8534 | 0.21027 | 189.2444 |  | 21 | 43.0348 | 0.16497 | 148.4699
[32 empty] | 22 | 51.7608 | 0.19842 | 178.5748 |  | 22 | 46.0857 | 0.17666 | 158.9958
[32 empty] | 23 | 53.177 | 0.20385 | 183.4605 |  | 23 | 46.5231 | 0.17834 | 160.5047
| Internal data | Winter | [29 empty] | 24 | 53.8434 | 0.2064 | 185.7597 |  | 24 | 41.2541 | 0.15814 | 142.3268
| 1 | 2 | 3 | 4 | 5 | 6 | 7 | 8 | 9 | 10 | 11 | 12 | 13 | 14 | 15 | 16 | 17 | 18 | 19 | 20 | 21 | 22 | 23 | 24 | 25 | 26
| units: | - | ach | ach | ach | ach | ach | ach | ach | ach | ach | ach | ach | ach | ach | ach | ach | ach | ach | ach | ach | ach | ach |  |  | ach
| id | name | Nd winter | Nd winter | Nd winter | Nd winter | Nd winter | Nd winter | Nd winter | Nd winter | Nd winter | Nd winter | Nd winter | Nd winter | Nd winter | Nd winter | Nd winter | Nd winter | Nd winter | Nd winter | Nd winter | Nd winter | Nd winter | Nd winter | Nd winter | Nd winter
| 1 | VA | 10.6505 | 24.7768 | 24.4492 | 23.9277 | 25.003 | 23.4525 | 82.9428 | 23.4632 | 92.8678 | 24.2415 | 134.2645 | 28.5149 | 139.3231 | 27.8457 | 131.3831 | 26.6551 | 126.3245 | 26.7751 | 25.0629 | 25.1506 | 25.003 | 26.3551 | 26.549 | 24.2138 | Single-side
| 2 | VB | 10.6505 | 29.603 | 29.6319 | 29.6531 | 29.6668 | 29.6914 | 29.7059 | 29.7073 | 29.6685 | 29.599 | 29.5224 | 29.4414 | 29.3943 | 29.3447 | 29.2989 | 29.2824 | 29.2902 | 29.3259 | 29.3784 | 29.4277 | 29.4678 | 29.5028 | 29.5393 | 29.5614 | Single-side multiple openings
| 3 | VC | 10.6505 | 105.0454 | 102.856 | 99.3713 | 106.5565 | 87.9304 | 80.2826 | 86.8511 | 89.8423 | 101.4682 | 129.7158 | 130.0242 | 134.5882 | 125.5527 | 126.9404 | 117.5965 | 122.068 | 118.3983 | 106.9574 | 107.5433 | 106.5565 | 115.592 | 116.8872 | 101.2832 | Cross vent
| 4 | VD | 10.6505 | 42.5245 | 41.7852 | 40.6085 | 43.0348 | 36.7453 | 15.5083 | 36.3809 | 37.3909 | 41.3166 | 50.8549 | 50.959 | 52.5001 | 49.4491 | 49.9177 | 46.7626 | 48.2725 | 47.0333 | 43.1701 | 43.368 | 43.0348 | 46.0857 | 46.5231 | 41.2541 | Cross vent multiple
All Ventilations
Output data for calculations (selection)
| units: | - | ARC | ARC | ARC | ARC | ARC | ARC | ARC | ARC | ARC | ARC | ARC | ARC | ARC | ARC | ARC | ARC | ARC | ARC | ARC | ARC | ARC | ARC | ARC | ARC | ARC | ARC | ARC | ARC | ARC | ARC | ARC | ARC | ARC | ARC | ARC | ARC | ARC | ARC | ARC | ARC | ARC | ARC | ARC | ARC | ARC | ARC | ARC | ARC | ARC | ARC | ARC | ARC | ARC | ARC | ARC | ARC | ARC | ARC | ARC | ARC | ARC | ARC | ARC | ARC | ARC | ARC | ARC | ARC | ARC | ARC | ARC | ARC | ARC | ARC | ARC | ARC | ARC | ARC | ARC | ARC | ARC | ARC | ARC | ARC | ARC | ARC | ARC | ARC | ARC | ARC | ARC | ARC | ARC | ARC | ARC | ARC
| id | name | VA | [23 empty] | VB | [23 empty] | VC | [23 empty] | VD
summer | 7 | July | 29.2579 | 26.8305 | 25.8198 | 25.9859 | 24.9845 | 23.0774 | 10.6505 | 10.6505 | 10.6505 | 10.6505 | 10.6505 | 10.6505 | 10.6505 | 10.6505 | 10.6505 | 10.6505 | 10.6505 | 10.6505 | 10.6505 | 10.6505 | 30.2409 | 28.8703 | 29.4979 | 29.7932 | 29.0255 | 29.0525 | 29.0736 | 29.097 | 29.1165 | 29.1334 | 10.6505 | 10.6505 | 10.6505 | 10.6505 | 10.6505 | 10.6505 | 10.6505 | 10.6505 | 10.6505 | 10.6505 | 10.6505 | 10.6505 | 10.6505 | 10.6505 | 28.8884 | 28.9293 | 28.9636 | 28.9938 | 134.9891 | 118.7683 | 112.0148 | 113.125 | 106.4332 | 82.4721 | 10.6505 | 10.6505 | 10.6505 | 10.6505 | 10.6505 | 10.6505 | 10.6505 | 10.6505 | 10.6505 | 10.6505 | 10.6505 | 10.6505 | 10.6505 | 10.6505 | 141.5576 | 132.3987 | 136.5927 | 138.5663 | 52.6355 | 47.1583 | 44.8778 | 45.2527 | 42.9931 | 34.9023 | 10.6505 | 10.6505 | 10.6505 | 10.6505 | 10.6505 | 10.6505 | 10.6505 | 10.6505 | 10.6505 | 10.6505 | 10.6505 | 10.6505 | 10.6505 | 10.6505 | 54.8534 | 51.7608 | 53.177 | 53.8434
winter | 1 | January | 10.6505 | 24.7768 | 24.4492 | 23.9277 | 25.003 | 23.4525 | 82.9428 | 23.4632 | 92.8678 | 24.2415 | 134.2645 | 28.5149 | 139.3231 | 27.8457 | 131.3831 | 26.6551 | 126.3245 | 26.7751 | 25.0629 | 25.1506 | 25.003 | 26.3551 | 26.549 | 24.2138 | 10.6505 | 29.603 | 29.6319 | 29.6531 | 29.6668 | 29.6914 | 29.7059 | 29.7073 | 29.6685 | 29.599 | 29.5224 | 29.4414 | 29.3943 | 29.3447 | 29.2989 | 29.2824 | 29.2902 | 29.3259 | 29.3784 | 29.4277 | 29.4678 | 29.5028 | 29.5393 | 29.5614 | 10.6505 | 105.0454 | 102.856 | 99.3713 | 106.5565 | 87.9304 | 80.2826 | 86.8511 | 89.8423 | 101.4682 | 129.7158 | 130.0242 | 134.5882 | 125.5527 | 126.9404 | 117.5965 | 122.068 | 118.3983 | 106.9574 | 107.5433 | 106.5565 | 115.592 | 116.8872 | 101.2832 | 10.6505 | 42.5245 | 41.7852 | 40.6085 | 43.0348 | 36.7453 | 15.5083 | 36.3809 | 37.3909 | 41.3166 | 50.8549 | 50.959 | 52.5001 | 49.4491 | 49.9177 | 46.7626 | 48.2725 | 47.0333 | 43.1701 | 43.368 | 43.0348 | 46.0857 | 46.5231 | 41.2541
| Hourly ventilation | [10 empty] | VA |  | VB | [5 empty] | VC | [5 empty] | VD
|  | 1 |  |  | Schedule openings | Area to consider | Single-side |  | Single-side |  | Single side |  | Single-side |  | Cross vent stack |  | Cross vent wind |  | Cross vent |  | Cross vent stack |  | Cross vent wind |  | Cross vent
[7 empty] | wind |  | Stack |  |  |  | more openings | [7 empty] | more openings |  | more openings |  | more openings |  |  |  |  | Openings details
coldest | Time of Day | t_outside | t_indoor | U |  |  | Q | ARC | Q | ARC | Q | ARC | Q | ARC | Q | ARC | Q | ARC | U/dt | ARC | Q | ARC | Q | ARC | U/dt | ARC |  |  |  | Totral area 1 |  | TA1= | 1.998 | m2 | [40 empty] | Warm | [6 empty] | Cold
| 1 | 14.43 | 17.43 | 1.8213 | 0 | 0 | 0.040827 | 10.6505 | 0.040827 | 10.6505 | 0.040827 | 10.6505 | 0.040827 | 10.6505 | 0.040827 | 10.6505 | 0.040827 | 10.6505 | 0.60709 | 10.6505 | 0.040827 | 10.6505 | 0.040827 | 10.6505 | 0.60709 | 10.6505 |  |  |  | Opening area 1 |  | A1= | 0.288 | m2 | Shelter volume |  | V= | 13.8 | m3 |  | Schedule openings |  |  |  | 2 | summer | 1 | 1 | 1 | 1 | 1 | 1 | 0 | 0 | 0 | 0 | 0 | 0 | 0 | 0 | 0 | 0 | 0 | 0 | 0 | 0 | 1 | 1 | 1 | 1 |  |  |  |  | Total area openings and door | [6 empty] | Total area openings and door
| 2 | 13.813 | 16.813 | 1.8802 | 1 | 0.288 | 0.094978 | 24.7768 | 0.089673 | 23.3931 | 0.094978 | 24.7768 | 0.11348 | 29.603 | 0.095679 | 24.9598 | 0.40267 | 105.0454 | 0.62675 | 105.0454 | 0.059349 | 15.4823 | 0.16301 | 42.5245 | 0.62675 | 42.5245 |  |  |  | Opening area 2 |  | A2= | 0.36 | m2 | [10 empty] | 4 | winter | 0 | 1 | 1 | 1 | 1 | 1 | 1 | 1 | 1 | 1 | 1 | 1 | 1 | 1 | 1 | 1 | 1 | 1 | 1 | 1 | 1 | 1 | 1 | 1
| 3 | 12.94 | 15.94 | 1.8366 | 1 | 0.288 | 0.093722 | 24.4492 | 0.089748 | 23.4125 | 0.093722 | 24.4492 | 0.11359 | 29.6319 | 0.095762 | 24.9814 | 0.39428 | 102.856 | 0.61221 | 102.856 | 0.059377 | 15.4896 | 0.16018 | 41.7852 | 0.61221 | 41.7852 |  |  |  | Open area 1 |  | OA1= | 60 | % | [7 empty] | Hottest | Coldest | [32 empty] | Opening schedule | Area window open | Schedule door | Area door | Sum area |  |  | Opening schedule | Area window open | Schedule door | Area door | Sum area
| 4 | 12.303 | 15.303 | 1.7672 | 1 | 0.288 | 0.091723 | 23.9277 | 0.089803 | 23.4268 | 0.091723 | 23.9277 | 0.11367 | 29.6531 | 0.095823 | 24.9972 | 0.38092 | 99.3713 | 0.58907 | 99.3713 | 0.059397 | 15.4949 | 0.15567 | 40.6085 | 0.58907 | 40.6085 |  |  |  | Open area 2 |  | OA2= | 60 | % | [6 empty] | 0:01- 1:00 | 1 | 0 |  | summer | [29 empty] | 0:01- 1:00 | 1 | 0.288 | 0 | 0 | 0.288 |  | 0:01- 1:00 | 0 | 0 | 0 | 0 | 0
| 5 | 11.893 | 14.893 | 1.9103 | 1 | 0.288 | 0.095845 | 25.003 | 0.089838 | 23.436 | 0.095845 | 25.003 | 0.11372 | 29.6668 | 0.095862 | 25.0074 | 0.40847 | 106.5565 | 0.63678 | 106.5565 | 0.05941 | 15.4984 | 0.16497 | 43.0348 | 0.63678 | 43.0348 |  |  |  | Door area |  | DA= | 1.71 | m2 | [6 empty] | 1:01- 2:00 | 1 | 1 |  | 1 | 2 | 3 | 4 | 5 | 6 | 7 | 8 | 9 | 10 | 11 | 12 | 13 | 14 | 15 | 16 | 17 | 18 | 19 | 20 | 21 | 22 | 23 | 24 | 25 | 26 |  |  |  |  | 1:01- 2:00 | 1 | 0.288 | 0 | 0 | 0.288 |  | 1:01- 2:00 | 1 | 0.288 | 0 | 0 | 0.288
| 6 | 11.157 | 14.157 | 1.5393 | 1 | 0.288 | 0.08516 | 22.2155 | 0.089901 | 23.4525 | 0.089901 | 23.4525 | 0.11382 | 29.6914 | 0.095932 | 25.0258 | 0.33707 | 87.9304 | 0.51311 | 87.9304 | 0.059434 | 15.5046 | 0.14086 | 36.7453 | 0.51311 | 36.7453 |  |  |  | Opeen area door |  | OA2= | 100 | % | [6 empty] | 2:01- 3:00 | 1 | 1 |  | units | [29 empty] | 2:01- 3:00 | 1 | 0.288 | 0 | 0 | 0.288 |  | 2:01- 3:00 | 1 | 0.288 | 0 | 0 | 0.288
| 7 | 10.723 | 13.723 | 1.387 | 1 | 1.998 | 0.31795 | 82.9428 | 0.089939 | 23.4623 | 0.31795 | 82.9428 | 0.11387 | 29.7059 | 0.095974 | 25.0367 | 0.30775 | 80.2826 | 0.46233 | 80.2826 | 0.059448 | 15.5083 | 0.13096 | 34.1629 | 0.46233 | 15.5083 | [14 empty] | 3:01- 4:00 | 1 | 1 |  | id | name | h1 | h2 | h3 | h4 | h5 | h6 | h7 | h8 | h9 | h10 | h11 | h12 | h13 | h14 | h15 | h16 | h17 | h18 | h19 | h20 | h21 | h22 | h23 | h24 |  |  |  |  | 3:01- 4:00 | 1 | 0.288 | 0 | 0 | 0.288 |  | 3:01- 4:00 | 1 | 0.288 | 0 | 0 | 0.288
| 8 | 10.683 | 13.683 | 1.5178 | 1 | 0.288 | 0.08454 | 22.054 | 0.089942 | 23.4632 | 0.089942 | 23.4632 | 0.11388 | 29.7073 | 0.095978 | 25.0377 | 0.33293 | 86.8511 | 0.50594 | 86.8511 | 0.05945 | 15.5086 | 0.13946 | 36.3809 | 0.50594 | 36.3809 |  |  |  | Height of air column |  | ha= | 1.5 | m | [6 empty] | 4:01- 5:00 | 1 | 1 |  | 1 | day | 0 | 0 | 0 | 0 | 0 | 0 | 1 | 1 | 1 | 1 | 1 | 1 | 1 | 1 | 1 | 1 | 1 | 1 | 1 | 1 | 0 | 0 | 0 | 0 |  |  |  |  | 4:01- 5:00 | 1 | 0.288 | 0 | 0 | 0.288 |  | 4:01- 5:00 | 1 | 0.288 | 0 | 0 | 0.288
| 9 | 11.84 | 14.84 | 1.5774 | 1 | 1.998 | 0.35599 | 92.8678 | 0.089842 | 23.4371 | 0.35599 | 92.8678 | 0.11373 | 29.6685 | 0.095867 | 25.0088 | 0.3444 | 89.8423 | 0.5258 | 89.8423 | 0.059412 | 15.4988 | 0.14333 | 37.3909 | 0.5258 | 37.3909 |  |  |  | Heigh of opening |  | ho= | 0.48 | m | [6 empty] | 5:01- 6:00 | 1 | 1 |  | 2 | night | 1 | 1 | 1 | 1 | 1 | 1 | 0 | 0 | 0 | 0 | 0 | 0 | 0 | 0 | 0 | 0 | 0 | 0 | 0 | 0 | 1 | 1 | 1 | 1 |  |  |  |  | 5:01- 6:00 | 1 | 0.288 | 0 | 0 | 0.288 |  | 5:01- 6:00 | 1 | 0.288 | 0 | 0 | 0.288
| 10 | 13.933 | 16.933 | 1.809 | 1 | 0.288 | 0.092926 | 24.2415 | 0.089663 | 23.3904 | 0.092926 | 24.2415 | 0.11346 | 29.599 | 0.095668 | 24.9568 | 0.38896 | 101.4682 | 0.60299 | 101.4682 | 0.059345 | 15.4813 | 0.15838 | 41.3166 | 0.60299 | 41.3166 | [14 empty] | 6:01- 7:00 | 0 | 1 |  | 3 | always open | 1 | 1 | 1 | 1 | 1 | 1 | 1 | 1 | 1 | 1 | 1 | 1 | 1 | 1 | 1 | 1 | 1 | 1 | 1 | 1 | 1 | 1 | 1 | 1 |  |  |  |  | 6:01- 7:00 | 0 | 0 | 1 | 1.71 | 1.71 |  | 6:01- 7:00 | 1 | 0.288 | 1 | 1.71 | 1.998
| 11 | 16.267 | 19.267 | 2.3716 | 1 | 1.998 | 0.51468 | 134.2645 | 0.089466 | 23.3389 | 0.51468 | 134.2645 | 0.11317 | 29.5224 | 0.095448 | 24.8996 | 0.49724 | 129.7158 | 0.79055 | 129.7158 | 0.059271 | 15.462 | 0.19494 | 50.8549 | 0.79055 | 50.8549 |  |  |  | ℇ= A1/A1 |  | ℇ= | 0.8 | ratio of areas | determinant cross |  |  | 0.29069 |  |  | 7:01- 8:00 | 0 | 1 |  | 4 | always closed | 0 | 0 | 0 | 0 | 0 | 0 | 0 | 0 | 0 | 0 | 0 | 0 | 0 | 0 | 0 | 0 | 0 | 0 | 0 | 0 | 0 | 0 | 0 | 0 |  |  |  |  | 7:01- 8:00 | 0 | 0 | 0 | 0 | 0 |  | 7:01- 8:00 | 1 | 0.288 | 0 | 0 | 0.288
| 12 | 18.767 | 21.767 | 2.3778 | 1 | 0.288 | 0.10931 | 28.5149 | 0.089257 | 23.2844 | 0.10931 | 28.5149 | 0.11286 | 29.4414 | 0.095216 | 24.839 | 0.49843 | 130.0242 | 0.79259 | 130.0242 | 0.059192 | 15.4415 | 0.19534 | 50.959 | 0.79259 | 50.959 |  |  |  | Aw=equivalent area for ventilation by stack effect only m2 |  | Aw= | 0.097248 | m2 | [6 empty] | 8:01- 9:00 | 0 | 1 | [31 empty] | 8:01- 9:00 | 0 | 0 | 1 | 1.71 | 1.71 |  | 8:01- 9:00 | 1 | 0.288 | 1 | 1.71 | 1.998
| 13 | 20.237 | 23.237 | 2.4687 | 1 | 1.998 | 0.53407 | 139.3231 | 0.089135 | 23.2527 | 0.53407 | 139.3231 | 0.11268 | 29.3943 | 0.095081 | 24.8038 | 0.51592 | 134.5882 | 0.8229 | 134.5882 | 0.059147 | 15.4296 | 0.20125 | 52.5001 | 0.8229 | 52.5001 |  |  |  | Ab=equivalent area for ventilation by stack effect only m2 |  | Ab= | 0.097248 | m2 | [6 empty] | 9:01-10:00 | 0 | 1 |  | winter | [29 empty] | 9:01-10:00 | 0 | 0 | 0 | 0 | 0 |  | 9:01-10:00 | 1 | 0.288 | 0 | 0 | 0.288
| 14 | 21.793 | 24.793 | 2.2887 | 1 | 0.288 | 0.10674 | 27.8457 | 0.089008 | 23.2194 | 0.10674 | 27.8457 | 0.11249 | 29.3447 | 0.094939 | 24.7668 | 0.48129 | 125.5527 | 0.76291 | 125.5527 | 0.059099 | 15.4171 | 0.18955 | 49.4491 | 0.76291 | 49.4491 | [14 empty] | 10:01-11:00 | 0 | 1 |  | 1 | 2 | 3 | 4 | 5 | 6 | 7 | 8 | 9 | 10 | 11 | 12 | 13 | 14 | 15 | 16 | 17 | 18 | 19 | 20 | 21 | 22 | 23 | 24 | 25 | 26 |  |  |  |  | 10:01-11:00 | 0 | 0 | 1 | 1.71 | 1.71 |  | 10:01-11:00 | 1 | 0.288 | 1 | 1.71 | 1.998
| 15 | 23.243 | 26.243 | 2.3164 | 1 | 1.998 | 0.50364 | 131.3831 | 0.08889 | 23.1886 | 0.50364 | 131.3831 | 0.11231 | 29.2989 | 0.094808 | 24.7325 | 0.4866 | 126.9404 | 0.77212 | 126.9404 | 0.059055 | 15.4055 | 0.19135 | 49.9177 | 0.77212 | 49.9177 | [14 empty] | 11:01-12:00 | 0 | 1 |  | units | [29 empty] | 11:01-12:00 | 0 | 0 | 0 | 0 | 0 |  | 11:01-12:00 | 1 | 0.288 | 0 | 0 | 0.288
| 16 | 23.767 | 26.767 | 2.1302 | 1 | 0.288 | 0.10218 | 26.6551 | 0.088847 | 23.1776 | 0.10218 | 26.6551 | 0.11225 | 29.2824 | 0.094761 | 24.7202 | 0.45079 | 117.5965 | 0.71008 | 117.5965 | 0.059039 | 15.4014 | 0.17926 | 46.7626 | 0.71008 | 46.7626 |  |  |  | Flow data | [8 empty] | ACH |  | 12:01-13:00 | 0 | 1 |  | id | name | h1 | h2 | h3 | h4 | h5 | h6 | h7 | h8 | h9 | h10 | h11 | h12 | h13 | h14 | h15 | h16 | h17 | h18 | h19 | h20 | h21 | h22 | h23 | h24 |  |  |  |  | 12:01-13:00 | 0 | 0 | 1 | 1.71 | 1.71 |  | 12:01-13:00 | 1 | 0.288 | 1 | 1.71 | 1.998
| 17 | 23.52 | 26.52 | 2.2193 | 1 | 1.998 | 0.48424 | 126.3245 | 0.088867 | 23.1828 | 0.48424 | 126.3245 | 0.11228 | 29.2902 | 0.094783 | 24.726 | 0.46793 | 122.068 | 0.73977 | 122.068 | 0.059046 | 15.4034 | 0.18504 | 48.2725 | 0.73977 | 48.2725 |  |  |  | Cd= discharge coeff |  | Cd= | 0.61 |  | Infiltration |  | ELA= | 10.6505 | m3/s |  | 13:01-14:00 | 0 | 1 |  | 1 | day | 0 | 0 | 0 | 0 | 0 | 0 | 0 | 0 | 1 | 1 | 1 | 1 | 1 | 1 | 1 | 1 | 1 | 1 | 0 | 0 | 0 | 0 | 0 | 0 |  |  |  |  | 13:01-14:00 | 0 | 0 | 0 | 0 | 0 |  | 13:01-14:00 | 1 | 0.288 | 0 | 0 | 0.288
| 18 | 22.387 | 25.387 | 2.1462 | 1 | 0.288 | 0.10264 | 26.7751 | 0.088959 | 23.2068 | 0.10264 | 26.7751 | 0.11242 | 29.3259 | 0.094885 | 24.7527 | 0.45386 | 118.3983 | 0.7154 | 118.3983 | 0.059081 | 15.4124 | 0.18029 | 47.0333 | 0.7154 | 47.0333 |  |  |  | Flow number |  | FL= | 0.1 |  |  |  | ELA= | 0.040827 |  |  | 14:01-15:00 | 0 | 1 |  | 2 | night | 1 | 1 | 1 | 1 | 1 | 1 | 1 | 1 | 0 | 0 | 0 | 0 | 0 | 0 | 0 | 0 | 0 | 0 | 1 | 1 | 1 | 1 | 1 | 1 |  |  |  |  | 14:01-15:00 | 0 | 0 | 1 | 1.71 | 1.71 |  | 14:01-15:00 | 1 | 0.288 | 1 | 1.71 | 1.998
| 19 | 20.735 | 23.735 | 1.9183 | 1 | 0.288 | 0.096075 | 25.0629 | 0.089095 | 23.242 | 0.096075 | 25.0629 | 0.11262 | 29.3784 | 0.095036 | 24.7919 | 0.41 | 106.9574 | 0.63944 | 106.9574 | 0.059131 | 15.4256 | 0.16549 | 43.1701 | 0.63944 | 43.1701 | [14 empty] | 15:01-16:00 | 0 | 1 |  | 3 | always open | 1 | 1 | 1 | 1 | 1 | 1 | 1 | 1 | 1 | 1 | 1 | 1 | 1 | 1 | 1 | 1 | 1 | 1 | 1 | 1 | 1 | 1 | 1 | 1 |  |  |  |  | 15:01-16:00 | 0 | 0 | 0 | 0 | 0 |  | 15:01-16:00 | 1 | 0.288 | 0 | 0 | 0.288
| 20 | 19.194 | 22.194 | 1.93 | 1 | 0.288 | 0.096411 | 25.1506 | 0.089222 | 23.2752 | 0.096411 | 25.1506 | 0.11281 | 29.4277 | 0.095177 | 24.8288 | 0.41225 | 107.5433 | 0.64333 | 107.5433 | 0.059179 | 15.438 | 0.16624 | 43.368 | 0.64333 | 43.368 |  |  |  | wind exposure |  | wind | 2 | selection number | [6 empty] | 16:01-17:00 | 0 | 1 |  | 4 | always closed | 0 | 0 | 0 | 0 | 0 | 0 | 0 | 0 | 0 | 0 | 0 | 0 | 0 | 0 | 0 | 0 | 0 | 0 | 0 | 0 | 0 | 0 | 0 | 0 |  |  |  |  | 16:01-17:00 | 0 | 0 | 1 | 1.71 | 1.71 |  | 16:01-17:00 | 1 | 0.288 | 1 | 1.71 | 1.998
| 21 | 17.948 | 20.948 | 1.9103 | 1 | 0.288 | 0.095845 | 25.003 | 0.089325 | 23.3022 | 0.095845 | 25.003 | 0.11296 | 29.4678 | 0.095292 | 24.8588 | 0.40847 | 106.5565 | 0.63678 | 106.5565 | 0.059218 | 15.4482 | 0.16497 | 43.0348 | 0.63678 | 43.0348 | [5 empty] | wind | 0.595 | mean fraction | [6 empty] | 17:01-18:00 | 0 | 1 | [31 empty] | 17:01-18:00 | 0 | 0 | 0 | 0 | 0 |  | 17:01-18:00 | 1 | 0.288 | 0 | 0 | 0.288
| 22 | 16.871 | 19.871 | 2.0903 | 1 | 0.288 | 0.10103 | 26.3551 | 0.089415 | 23.3257 | 0.10103 | 26.3551 | 0.11309 | 29.5028 | 0.095392 | 24.8849 | 0.4431 | 115.592 | 0.69677 | 115.592 | 0.059252 | 15.457 | 0.17666 | 46.0857 | 0.69677 | 46.0857 |  |  |  | terrain coeff k |  | k= | 0.52 | [7 empty] | 18:01-19:00 | 0 | 1 | [31 empty] | 18:01-19:00 | 0 | 0 | 0 | 0 | 0 |  | 18:01-19:00 | 1 | 0.288 | 0 | 0 | 0.288
| 23 | 15.752 | 18.752 | 2.1161 | 1 | 0.288 | 0.10177 | 26.549 | 0.089509 | 23.3502 | 0.10177 | 26.549 | 0.11323 | 29.5393 | 0.095497 | 24.9122 | 0.44807 | 116.8872 | 0.70537 | 116.8872 | 0.059287 | 15.4662 | 0.17834 | 46.5231 | 0.70537 | 46.5231 |  |  |  | terrain coeff a |  | a= | 0.2 | [7 empty] | 19:01-20:00 | 0 | 1 | [31 empty] | 19:01-20:00 | 0 | 0 | 0 | 0 | 0 |  | 19:01-20:00 | 1 | 0.288 | 0 | 0 | 0.288
| 24 | 15.077 | 18.077 | 1.8053 | 1 | 0.288 | 0.09282 | 24.2138 | 0.089566 | 23.3651 | 0.09282 | 24.2138 | 0.11332 | 29.5614 | 0.09556 | 24.9287 | 0.38825 | 101.2832 | 0.60177 | 101.2832 | 0.059309 | 15.4718 | 0.15814 | 41.2541 | 0.60177 | 41.2541 |  |  |  | building height |  | h= | 2.3 | m | [6 empty] | 20:01-21:00 | 1 | 1 | [31 empty] | 20:01-21:00 | 1 | 0.288 | 0 | 0 | 0.288 |  | 20:01-21:00 | 1 | 0.288 | 0 | 0 | 0.288
[41 empty] | 21:01-22:00 | 1 | 1 | [31 empty] | 21:01-22:00 | 1 | 0.288 | 0 | 0 | 0.288 |  | 21:01-22:00 | 1 | 0.288 | 0 | 0 | 0.288
[30 empty] | ∆Cp= pressure coefficient |  | ∆Cp= | 1.2 | [7 empty] | 22:01-23:00 | 1 | 1 | [31 empty] | 22:01-23:00 | 1 | 0.288 | 0 | 0 | 0.288 |  | 22:01-23:00 | 1 | 0.288 | 0 | 0 | 0.288
[30 empty] | g= gravitational constant (m/s2) |  | g= | 9.81 | [7 empty] | 23:01-24:00 | 1 | 1 | [31 empty] | 23:01-24:00 | 1 | 0.288 | 0 | 0 | 0.288 |  | 23:01-24:00 | 1 | 0.288 | 0 | 0 | 0.288
|  | 7 |  |  | Schedule | Area to consider | Single-side |  | Single-side |  | Single side |  | Single-side |  | Cross vent stack |  | Cross vent wind |  | Cross vent |  | Cross vent stack |  | Cross vent wind |  | Cross vent
[9 empty] | Stack |  |  |  | more openings | [7 empty] | more openings |  | more openings |  | moore openings |  |  |  |  | Select Wind Exposure - Terrain coefficient of wind (CIBSE table 4.9) & Cp pressure coefficient (CIBSE table 4.A 1.4 to 4.A 1.6)
hottest | Time of Day | t_outside | t_indoor | local_ws |  |  | Q | ARC | Q | ARC | Q | ARC | Q | ARC | Q | ARC | Q | ARC | U/dt | ARC | Q | ARC | Q | ARC | U/dt |  |  |  |  | units: | - | fraction | coeff | coeff | coeff | coeff | coeff
| 1 | 32.126 | 35.126 | 2.4767 | 1 | 0.288 | 0.11216 | 29.2579 | 0.088185 | 23.0048 | 0.11216 | 29.2579 | 0.11126 | 29.0255 | 0.094024 | 24.5281 | 0.51746 | 134.9891 | 0.82556 | 134.9891 | 0.05879 | 15.3365 | 0.20177 | 52.6355 | 0.82556 | 52.6355 |  |  |  | id | name
| 2 | 31.229 | 34.229 | 2.1536 | 1 | 0.288 | 0.10285 | 26.8305 | 0.088255 | 23.023 | 0.10285 | 26.8305 | 0.11137 | 29.0525 | 0.094102 | 24.5483 | 0.45528 | 118.7683 | 0.71786 | 118.7683 | 0.058816 | 15.3433 | 0.18077 | 47.1583 | 0.71786 | 47.1583 |  |  |  | 2 | Country (sheltered) | 0.595 | 0.52 | 0.2 | 0.5 | -0.7 | 1.2
| 3 | 30.532 | 33.532 | 2.0191 | 1 | 0.288 | 0.098976 | 25.8198 | 0.088309 | 23.0372 | 0.098976 | 25.8198 | 0.11145 | 29.0736 | 0.094162 | 24.5641 | 0.42939 | 112.0148 | 0.67302 | 112.0148 | 0.058837 | 15.3487 | 0.17203 | 44.8778 | 0.67302 | 44.8778
| 4 | 29.765 | 32.765 | 2.0412 | 1 | 0.288 | 0.099613 | 25.9859 | 0.088369 | 23.0529 | 0.099613 | 25.9859 | 0.11154 | 29.097 | 0.094229 | 24.5815 | 0.43365 | 113.125 | 0.68039 | 113.125 | 0.058859 | 15.3546 | 0.17347 | 45.2527 | 0.68039 | 45.2527 |  |  |  | Internal data | Summer | [9 empty] | Schedule door |  |  |  | 2 | door | 0 | 0 | 0 | 0 | 0 | 0 | 1 | 0 | 1 | 0 | 1 | 0 | 1 | 0 | 1 | 0 | 1 | 0 | 0 | 0 | 0 | 0 | 0 | 0
| 5 | 29.126 | 32.126 | 1.9079 | 1 | 0.288 | 0.095774 | 24.9845 | 0.08842 | 23.066 | 0.095774 | 24.9845 | 0.11161 | 29.1165 | 0.094285 | 24.5961 | 0.40799 | 106.4332 | 0.63596 | 106.4332 | 0.058878 | 15.3595 | 0.16481 | 42.9931 | 0.63596 | 42.9931 |  |  |  | 1 | 2 | 3 | 4 | 5 | 6 | 7 | 8
| 6 | 28.571 | 31.571 | 1.4306 | 1 | 0.288 | 0.082028 | 21.3987 | 0.088463 | 23.0774 | 0.088463 | 23.0774 | 0.11168 | 29.1334 | 0.094334 | 24.6088 | 0.31614 | 82.4721 | 0.47687 | 82.4721 | 0.058894 | 15.3638 | 0.13379 | 34.9023 | 0.47687 | 34.9023 |  |  |  | units: | - | [10 empty] | Schedule | Area |  | 1 | 2 | 3 | 4 | 5 | 6 | 7 | 8 | 9 | 10 | 11 | 12 | 13 | 14 | 15 | 16 | 17 | 18 | 19 | 20 | 21 | 22 | 23 | 24 | 25 | 26
| 7 | 28.452 | 31.452 | 1.3612 | 0 | 1.71 | 0.040827 | 10.6505 | 0.040827 | 10.6505 | 0.040827 | 10.6505 | 0.040827 | 10.6505 | 0.040827 | 10.6505 | 0.040827 | 10.6505 | 0.45373 | 10.6505 | 0.040827 | 10.6505 | 0.040827 | 10.6505 | 0.45373 | 10.6505 |  |  |  | id | name | mean fraction | k | a | CP windward | Cp leeward | ∆Cp |  |  |  | 0:01- 1:00 | 0 | 0 |  | units
| 8 | 30.097 | 33.097 | 1.4288 | 0 | 0 | 0.040827 | 10.6505 | 0.040827 | 10.6505 | 0.040827 | 10.6505 | 0.040827 | 10.6505 | 0.040827 | 10.6505 | 0.040827 | 10.6505 | 0.47625 | 10.6505 | 0.040827 | 10.6505 | 0.040827 | 10.6505 | 0.47625 | 10.6505 |  |  |  | 1 | Open country | 0.85 | 0.68 | 0.17 | 0.5 | -0.7 | 1.2 | exposed |  |  | 1:01- 2:00 | 0 | 0 |  | id | name | h1 | h2 | h3 | h4 | h5 | h6 | h7 | h8 | h9 | h10 | h11 | h12 | h13 | h14 | h15 | h16 | h17 | h18 | h19 | h20 | h21 | h22 | h23 | h24 | total hour
| 9 | 32.665 | 35.665 | 1.8587 | 0 | 1.71 | 0.040827 | 10.6505 | 0.040827 | 10.6505 | 0.040827 | 10.6505 | 0.040827 | 10.6505 | 0.040827 | 10.6505 | 0.040827 | 10.6505 | 0.61958 | 10.6505 | 0.040827 | 10.6505 | 0.040827 | 10.6505 | 0.61958 | 10.6505 |  |  |  | 2 | Country (sheltered) | 0.595 | 0.52 | 0.2 | 0.5 | -0.7 | 1.2 |  |  |  | 2:01- 3:00 | 0 | 0 |  | 1 | 50% | 0 | 0 | 0 | 0 | 0 | 0 | 1 | 1 | 1 | 0 | 1 | 0 | 1 | 1 | 1 | 1 | 1 | 1 | 1 | 1 | 0 | 0 | 0 | 0 | 12
| 10 | 34.658 | 37.658 | 2.3342 | 0 | 0 | 0.040827 | 10.6505 | 0.040827 | 10.6505 | 0.040827 | 10.6505 | 0.040827 | 10.6505 | 0.040827 | 10.6505 | 0.040827 | 10.6505 | 0.77806 | 10.6505 | 0.040827 | 10.6505 | 0.040827 | 10.6505 | 0.77806 | 10.6505 |  |  |  | 3 | Urban | 0.395 | 0.35 | 0.25 | 0.25 | -0.5 | 0.75 | sheltered |  |  | 3:01- 4:00 | 0 | 0 |  | 2 | 25% | 0 | 0 | 0 | 0 | 0 | 0 | 1 | 0 | 1 | 0 | 1 | 0 | 1 | 0 | 1 | 0 | 1 | 0 | 0 | 0 | 0 | 0 | 0 | 0 | 6
| 11 | 36.5 | 39.5 | 2.3084 | 0 | 1.71 | 0.040827 | 10.6505 | 0.040827 | 10.6505 | 0.040827 | 10.6505 | 0.040827 | 10.6505 | 0.040827 | 10.6505 | 0.040827 | 10.6505 | 0.76946 | 10.6505 | 0.040827 | 10.6505 | 0.040827 | 10.6505 | 0.76946 | 10.6505 |  |  |  | 4 | City | 0.15 | 0.21 | 0.33 | 0.06 | -0.3 | 0.36 | highly shelterd |  |  | 4:01- 5:00 | 0 | 0 |  | 3 | 15% | 0 | 0 | 0 | 0 | 0 | 0 | 1 | 0 | 0 | 1 | 1 | 0 | 0 | 0 | 0 | 0 | 1 | 0 | 0 | 0 | 0 | 0 | 0 | 0 | 4
| 12 | 38.455 | 41.455 | 2.5123 | 0 | 0 | 0.040827 | 10.6505 | 0.040827 | 10.6505 | 0.040827 | 10.6505 | 0.040827 | 10.6505 | 0.040827 | 10.6505 | 0.040827 | 10.6505 | 0.83743 | 10.6505 | 0.040827 | 10.6505 | 0.040827 | 10.6505 | 0.83743 | 10.6505 | [14 empty] | 5:01- 6:00 | 0 | 0 |  | 4 | 10% | 0 | 0 | 0 | 0 | 0 | 0 | 1 | 0 | 0 | 1 | 0 | 0 | 0 | 0 | 0 | 0 | 1 | 0 | 0 | 0 | 0 | 0 | 0 | 0 | 3
| 13 | 39.4 | 42.4 | 2.863 | 0 | 1.71 | 0.040827 | 10.6505 | 0.040827 | 10.6505 | 0.040827 | 10.6505 | 0.040827 | 10.6505 | 0.040827 | 10.6505 | 0.040827 | 10.6505 | 0.95435 | 10.6505 | 0.040827 | 10.6505 | 0.040827 | 10.6505 | 0.95435 | 10.6505 | [14 empty] | 6:01- 7:00 | 1 | 171 |  | 5 | 5% | 0 | 0 | 0 | 0 | 0 | 0 | 0 | 0 | 0 | 1 | 0 | 0 | 0 | 0 | 0 | 0 | 0 | 0 | 0 | 0 | 0 | 0 | 0 | 0 | 1
| 14 | 40.416 | 43.416 | 3.1825 | 0 | 0 | 0.040827 | 10.6505 | 0.040827 | 10.6505 | 0.040827 | 10.6505 | 0.040827 | 10.6505 | 0.040827 | 10.6505 | 0.040827 | 10.6505 | 1.0608 | 10.6505 | 0.040827 | 10.6505 | 0.040827 | 10.6505 | 1.0608 | 10.6505 |  |  |  | Infiltration | [10 empty] | 7:01- 8:00 | 0 | 0
| 15 | 41.423 | 44.423 | 3.6517 | 0 | 1.71 | 0.040827 | 10.6505 | 0.040827 | 10.6505 | 0.040827 | 10.6505 | 0.040827 | 10.6505 | 0.040827 | 10.6505 | 0.040827 | 10.6505 | 1.2172 | 10.6505 | 0.040827 | 10.6505 | 0.040827 | 10.6505 | 1.2172 | 10.6505 |  |  |  | units: | [10 empty] | 8:01- 9:00 | 1 | 171
| 16 | 41.603 | 44.603 | 3.5547 | 0 | 0 | 0.040827 | 10.6505 | 0.040827 | 10.6505 | 0.040827 | 10.6505 | 0.040827 | 10.6505 | 0.040827 | 10.6505 | 0.040827 | 10.6505 | 1.1849 | 10.6505 | 0.040827 | 10.6505 | 0.040827 | 10.6505 | 1.1849 | 10.6505 |  |  |  | id | Name | value | value at 4 Pa | [7 empty] | 9:01-10:00 | 0 | 0
| 17 | 41.726 | 44.726 | 3.7212 | 0 | 1.71 | 0.040827 | 10.6505 | 0.040827 | 10.6505 | 0.040827 | 10.6505 | 0.040827 | 10.6505 | 0.040827 | 10.6505 | 0.040827 | 10.6505 | 1.2404 | 10.6505 | 0.040827 | 10.6505 | 0.040827 | 10.6505 | 1.2404 | 10.6505 |  |  |  | 11 | 55 ACH at 50Pa | 55 | 10.6505 | [7 empty] | 10:01-11:00 | 1 | 171
| 18 | 41.277 | 44.277 | 3.7549 | 0 | 0 | 0.040827 | 10.6505 | 0.040827 | 10.6505 | 0.040827 | 10.6505 | 0.040827 | 10.6505 | 0.040827 | 10.6505 | 0.040827 | 10.6505 | 1.2516 | 10.6505 | 0.040827 | 10.6505 | 0.040827 | 10.6505 | 1.2516 | 10.6505 | [14 empty] | 11:01-12:00 | 0 | 0
| 19 | 40.226 | 43.226 | 3.8262 | 0 | 0 | 0.040827 | 10.6505 | 0.040827 | 10.6505 | 0.040827 | 10.6505 | 0.040827 | 10.6505 | 0.040827 | 10.6505 | 0.040827 | 10.6505 | 1.2754 | 10.6505 | 0.040827 | 10.6505 | 0.040827 | 10.6505 | 1.2754 | 10.6505 |  |  |  | Internal data | [10 empty] | 12:01-13:00 | 1 | 171
| 20 | 38.416 | 41.416 | 3.1069 | 0 | 0 | 0.040827 | 10.6505 | 0.040827 | 10.6505 | 0.040827 | 10.6505 | 0.040827 | 10.6505 | 0.040827 | 10.6505 | 0.040827 | 10.6505 | 1.0356 | 10.6505 | 0.040827 | 10.6505 | 0.040827 | 10.6505 | 1.0356 | 10.6505 |  |  |  | 1 | 2 | 3 | 4 | [7 empty] | 13:01-14:00 | 0 | 0
| 21 | 36.729 | 39.729 | 2.6075 | 1 | 0.288 | 0.11592 | 30.2409 | 0.087832 | 22.9126 | 0.11592 | 30.2409 | 0.11074 | 28.8884 | 0.093631 | 24.4256 | 0.54264 | 141.5576 | 0.86917 | 141.5576 | 0.058657 | 15.3019 | 0.21027 | 54.8534 | 0.86917 | 54.8534 |  |  |  | units: |  | - | [8 empty] | 14:01-15:00 | 1 | 171
| 22 | 35.345 | 38.345 | 2.4251 | 1 | 0.288 | 0.11067 | 28.8703 | 0.087937 | 22.9401 | 0.11067 | 28.8703 | 0.1109 | 28.9293 | 0.093749 | 24.4561 | 0.50753 | 132.3987 | 0.80836 | 132.3987 | 0.058697 | 15.3122 | 0.19842 | 51.7608 | 0.80836 | 51.7608 |  |  |  | id | Name | value | value at 4 Pa |  | 4 | Pa |  |  |  |  | 15:01-16:00 | 0 | 0
| 23 | 34.19 | 37.19 | 2.5086 | 1 | 0.288 | 0.11308 | 29.4979 | 0.088026 | 22.9632 | 0.11308 | 29.4979 | 0.11103 | 28.9636 | 0.093847 | 24.4818 | 0.52361 | 136.5927 | 0.83621 | 136.5927 | 0.05873 | 15.3209 | 0.20385 | 53.177 | 0.83621 | 53.177 |  |  |  | 1 | 5 ACH at 50Pa | 5 | 0.96823 |  | 50 | Pa |  |  |  |  | 16:01-17:00 | 1 | 171
| 24 | 33.181 | 36.181 | 2.5479 | 1 | 0.288 | 0.11421 | 29.7932 | 0.088103 | 22.9835 | 0.11421 | 29.7932 | 0.11114 | 28.9938 | 0.093933 | 24.5044 | 0.53117 | 138.5663 | 0.84931 | 138.5663 | 0.058759 | 15.3285 | 0.2064 | 53.8434 | 0.84931 | 53.8434 |  |  |  | 2 | 10 ACH at 50Pa | 10 | 1.9365 |  | 0.65 | [5 empty] | 17:01-18:00 | 0 | 0
[30 empty] | 3 | 15 ACH at 50Pa | 15 | 2.9047 | [7 empty] | 18:01-19:00 | 0 | 0
[30 empty] | 4 | 20 ACH at 50Pa | 20 | 3.8729 | [7 empty] | 19:01-20:00 | 0 | 0
[30 empty] | 5 | 25 ACH at 50Pa | 25 | 4.8411 | [7 empty] | 20:01-21:00 | 0 | 0
[30 empty] | 6 | 30 ACH at 50Pa | 30 | 5.8094 | [7 empty] | 21:01-22:00 | 0 | 0
[30 empty] | 7 | 35 ACH at 50Pa | 35 | 6.7776 | [7 empty] | 22:01-23:00 | 0 | 0
[30 empty] | 8 | 40 ACH at 50Pa | 40 | 7.7458 | [7 empty] | 23:01-24:00 | 0 | 0
[30 empty] | 9 | 45 ACH at 50Pa | 45 | 8.7141
[30 empty] | 10 | 50 ACH at 50Pa | 50 | 9.6823
[30 empty] | 11 | 55 ACH at 50Pa | 55 | 10.6505
[30 empty] | 12 | 60 ACH at 50Pa | 60 | 11.6188
[30 empty] | 13 | 65 ACH at 50Pa | 65 | 12.587
[30 empty] | 14 | 70 ACH at 50Pa | 70 | 13.5552
[30 empty] | 15 | 75 ACH at 50Pa | 75 | 14.5234
[30 empty] | 16 | 80 ACH at 50Pa | 80 | 15.4917
[30 empty] | 17 | 85 ACH at 50Pa | 85 | 16.4599
[30 empty] | 18 | 90 ACH at 50Pa | 90 | 17.4281
[30 empty] | 19 | 95 ACH at 50Pa | 95 | 18.3964
[30 empty] | 20 | 100 ACH at 50Pa | 100 | 19.3646
[41 empty] | Average Hourly Statistics for Wind Speed m/s | [13 empty] | id
[55 empty] | 7 | July | 2.4767 | 2.1536 | 2.0191 | 2.0412 | 1.9079 | 1.4306 | 1.3612 | 1.4288 | 1.8587 | 2.3342 | 2.3084 | 2.5123 | 2.863 | 3.1825 | 3.6517 | 3.5547 | 3.7212 | 3.7549 | 3.8262 | 3.1069 | 2.6075 | 2.4251 | 2.5086 | 2.5479
[42 empty] | Jan | Feb | Mar | Apr | May | Jun | Jul | Aug | Sep | Oct | Nov | Dec |  | 1 | Jan | 1.8213 | 1.8802 | 1.8366 | 1.7672 | 1.9103 | 1.5393 | 1.387 | 1.5178 | 1.5774 | 1.809 | 2.3716 | 2.3778 | 2.4687 | 2.2887 | 2.3164 | 2.1302 | 2.2193 | 2.1462 | 1.9183 | 1.93 | 1.9103 | 2.0903 | 2.1161 | 1.8053
[41 empty] | 0:01- 1:00 | 3.04 | 3.214 | 2.916 | 3.037 | 3.274 | 3.953 | 4.032 | 3.587 | 3.4 | 3.648 | 2.81 | 2.965
[41 empty] | 1:01- 2:00 | 3.007 | 3.129 | 2.677 | 2.967 | 3.029 | 3.68 | 3.506 | 3.281 | 3.543 | 3.761 | 2.62 | 3.061 |  | Internal data
[41 empty] | 2:01- 3:00 | 3.03 | 2.929 | 2.881 | 2.953 | 2.968 | 3.51 | 3.287 | 3.019 | 3.223 | 3.629 | 2.637 | 2.99 |  | 1 | 2 | 3 | 4 | 5 | 6 | 7 | 8 | 9 | 10 | 11 | 12 | 13 | 14 | 15 | 16 | 17 | 18 | 19 | 20 | 21 | 22 | 23 | 24 | 25 | 26
[41 empty] | 3:01- 4:00 | 2.947 | 2.643 | 2.458 | 2.967 | 2.468 | 3.097 | 3.323 | 2.81 | 3.13 | 3.365 | 2.59 | 2.877 |  | Internal data 1: units:; Internal data 2: -
[41 empty] | 4:01- 5:00 | 2.757 | 2.632 | 2.774 | 2.73 | 2.497 | 3.093 | 3.106 | 2.545 | 2.903 | 3.416 | 2.45 | 3.11
[41 empty] | 5:01- 6:00 | 2.86 | 2.818 | 2.523 | 2.773 | 2.823 | 2.733 | 2.329 | 2.329 | 2.85 | 3.645 | 2.573 | 2.506 |  | Internal data 1: id; Internal data 2: name
[41 empty] | 6:01- 7:00 | 2.577 | 2.936 | 2.31 | 2.733 | 2.439 | 2.737 | 2.216 | 2.223 | 2.977 | 3.774 | 2.48 | 2.258 |  | 1 | Jan | 1.8673 | 1.8471 | 1.8612 | 1.8102 | 1.6935 | 1.7568 | 1.5829 | 1.6401 | 1.9208 | 2.3342 | 2.5473 | 2.5596 | 2.5326 | 2.2992 | 2.2648 | 2.2193 | 2.2623 | 2.2433 | 1.9638 | 1.9656 | 1.9202 | 1.9005 | 1.8213 | 1.898
[41 empty] | 7:01- 8:00 | 2.67 | 2.807 | 2.113 | 2.63 | 2.777 | 3.28 | 2.326 | 2.187 | 3.397 | 4.019 | 2.45 | 2.471 |  | 2 | Feb | 1.9742 | 1.922 | 1.7992 | 1.6235 | 1.6167 | 1.731 | 1.8035 | 1.7242 | 1.9349 | 2.2574 | 2.6542 | 2.5621 | 2.7512 | 2.6192 | 2.6302 | 2.6591 | 2.8452 | 2.6849 | 2.4441 | 2.1806 | 2.0971 | 2.0092 | 1.981 | 1.8845
[41 empty] | 8:01- 9:00 | 3.127 | 3.15 | 2.668 | 3.33 | 3.568 | 3.907 | 3.026 | 2.706 | 3.583 | 4.21 | 2.62 | 2.568 |  | 3 | Mar | 1.7912 | 1.6444 | 1.7697 | 1.5098 | 1.7039 | 1.5498 | 1.4189 | 1.2979 | 1.6388 | 2.2826 | 2.2052 | 2.5897 | 2.6155 | 2.7267 | 2.8907 | 2.8852 | 3.0393 | 3.0854 | 2.7384 | 2.1855 | 2.2433 | 2.0946 | 2.0252 | 2.0191
[41 empty] | 9:01-10:00 | 3.8 | 3.675 | 3.716 | 4.207 | 3.955 | 4.373 | 3.8 | 3.361 | 4.48 | 4.697 | 3.617 | 2.945 |  | 4 | April | 1.8655 | 1.8225 | 1.8139 | 1.8225 | 1.6769 | 1.7033 | 1.6788 | 1.6155 | 2.0455 | 2.5842 | 2.7027 | 2.6493 | 2.5492 | 2.4263 | 2.664 | 2.5307 | 2.422 | 2.7193 | 2.4245 | 2.3262 | 2.1579 | 2.1806 | 2.1296 | 1.8962
[41 empty] | 10:01-11:00 | 4.147 | 4.321 | 3.59 | 4.4 | 3.906 | 4.723 | 3.758 | 4.223 | 4.81 | 4.726 | 3.903 | 3.861 |  | 5 | May | 2.0111 | 1.8606 | 1.8231 | 1.516 | 1.5338 | 1.734 | 1.4982 | 1.7058 | 2.1917 | 2.4294 | 2.3993 | 2.3815 | 2.2924 | 2.1714 | 2.0848 | 2.2985 | 2.3022 | 2.3956 | 2.7856 | 2.3458 | 1.9914 | 1.938 | 1.9797 | 1.9951
[41 empty] | 11:01-12:00 | 4.167 | 4.171 | 4.216 | 4.313 | 3.877 | 4.647 | 4.09 | 4.206 | 4.33 | 4.258 | 3.79 | 3.871 |  | 6 | Jun | 2.4282 | 2.2605 | 2.156 | 1.9023 | 1.8999 | 1.6788 | 1.6812 | 2.0148 | 2.3999 | 2.6861 | 2.9011 | 2.8544 | 3.051 | 2.8483 | 3.2083 | 3.0363 | 3.1511 | 3.325 | 3.2353 | 2.9011 | 2.5922 | 2.5633 | 2.4079 | 2.406
[41 empty] | 12:01-13:00 | 4.123 | 4.479 | 4.258 | 4.15 | 3.732 | 4.967 | 4.661 | 5.081 | 4.54 | 4.123 | 3.433 | 4.019 |  | 7 | July | 2.4767 | 2.1536 | 2.0191 | 2.0412 | 1.9079 | 1.4306 | 1.3612 | 1.4288 | 1.8587 | 2.3342 | 2.3084 | 2.5123 | 2.863 | 3.1825 | 3.6517 | 3.5547 | 3.7212 | 3.7549 | 3.8262 | 3.1069 | 2.6075 | 2.4251 | 2.5086 | 2.5479
[41 empty] | 13:01-14:00 | 3.743 | 4.264 | 4.439 | 3.95 | 3.535 | 4.637 | 5.181 | 5.252 | 4.883 | 3.8 | 3.453 | 3.726 |  | 8 | Aug | 2.2033 | 2.0154 | 1.8544 | 1.7261 | 1.5633 | 1.4306 | 1.3655 | 1.3434 | 1.6622 | 2.0645 | 2.594 | 2.5836 | 3.121 | 3.2261 | 3.6382 | 3.7906 | 3.8323 | 3.852 | 3.836 | 3.2617 | 2.9245 | 2.5657 | 2.4331 | 2.1738
[41 empty] | 14:01-15:00 | 3.687 | 4.282 | 4.706 | 4.337 | 3.394 | 5.223 | 5.945 | 5.923 | 4.08 | 3.768 | 3.327 | 3.771 |  | 9 | Sept | 2.0885 | 2.1763 | 1.9797 | 1.9226 | 1.7832 | 1.7506 | 1.8286 | 2.0866 | 2.2009 | 2.7519 | 2.9546 | 2.6597 | 2.7887 | 2.9994 | 2.5062 | 2.9712 | 2.9687 | 2.8317 | 2.7746 | 2.4079 | 2.0209 | 2.1419 | 2.1745 | 2.5264
[41 empty] | 15:01-16:00 | 3.613 | 4.329 | 4.697 | 4.12 | 3.742 | 4.943 | 5.787 | 6.171 | 4.837 | 4.135 | 3.36 | 3.468 |  | 10 | Oct | 2.2408 | 2.3102 | 2.2291 | 2.067 | 2.0983 | 2.239 | 2.3182 | 2.4687 | 2.586 | 2.8852 | 2.903 | 2.6155 | 2.5326 | 2.3342 | 2.3145 | 2.5399 | 2.6395 | 2.6849 | 2.5203 | 2.5737 | 2.4748 | 2.4687 | 2.2906 | 2.2666
[41 empty] | 16:01-17:00 | 3.683 | 4.632 | 4.948 | 3.943 | 3.748 | 5.13 | 6.058 | 6.239 | 4.833 | 4.297 | 3.31 | 3.613 |  | 11 | Nov | 1.7261 | 1.6093 | 1.6198 | 1.5909 | 1.5049 | 1.5805 | 1.5234 | 1.5049 | 1.6093 | 2.2218 | 2.3974 | 2.328 | 2.1087 | 2.121 | 2.0436 | 2.0639 | 2.0332 | 2.0227 | 1.7586 | 1.7856 | 1.8286 | 1.7383 | 1.7383 | 1.7076
[41 empty] | 17:01-18:00 | 3.652 | 4.371 | 5.023 | 4.427 | 3.9 | 5.413 | 6.113 | 6.271 | 4.61 | 4.371 | 3.293 | 3.494 |  | 12 | Dec | 1.8213 | 1.8802 | 1.8366 | 1.7672 | 1.9103 | 1.5393 | 1.387 | 1.5178 | 1.5774 | 1.809 | 2.3716 | 2.3778 | 2.4687 | 2.2887 | 2.3164 | 2.1302 | 2.2193 | 2.1462 | 1.9183 | 1.93 | 1.9103 | 2.0903 | 2.1161 | 1.8053
[41 empty] | 18:01-19:00 | 3.197 | 3.979 | 4.458 | 3.947 | 4.535 | 5.267 | 6.229 | 6.245 | 4.517 | 4.103 | 2.863 | 3.123
[41 empty] | 19:01-20:00 | 3.2 | 3.55 | 3.558 | 3.787 | 3.819 | 4.723 | 5.058 | 5.31 | 3.92 | 4.19 | 2.907 | 3.142
[41 empty] | 20:01-21:00 | 3.126 | 3.414 | 3.652 | 3.513 | 3.242 | 4.22 | 4.245 | 4.761 | 3.29 | 4.029 | 2.977 | 3.11
[41 empty] | 21:01-22:00 | 3.094 | 3.271 | 3.41 | 3.55 | 3.155 | 4.173 | 3.948 | 4.177 | 3.487 | 4.019 | 2.83 | 3.403
[41 empty] | 22:01-23:00 | 2.965 | 3.225 | 3.297 | 3.467 | 3.223 | 3.92 | 4.084 | 3.961 | 3.54 | 3.729 | 2.83 | 3.445
[41 empty] | 23:01-24:00 | 3.09 | 3.068 | 3.287 | 3.087 | 3.248 | 3.917 | 4.148 | 3.539 | 4.113 | 3.69 | 2.78 | 2.939
[41 empty] | AVERAGE | 3.3043 | 3.5537 | 3.524 | 3.5549 | 3.3689 | 4.1777 | 4.1773 | 4.142 | 3.8865 | 3.9751 | 2.996 | 3.1973
Average Hourly Statistics for Local Wind Speed m/s
[42 empty] | Jan | Feb | Mar | Apr | May | Jun | Jul | Aug | Sep | Oct | Nov | Dec
[41 empty] | 0:01- 1:00 | 1.8673 | 1.9742 | 1.7912 | 1.8655 | 2.0111 | 2.4282 | 2.4767 | 2.2033 | 2.0885 | 2.2408 | 1.7261 | 1.8213
[41 empty] | 1:01- 2:00 | 1.8471 | 1.922 | 1.6444 | 1.8225 | 1.8606 | 2.2605 | 2.1536 | 2.0154 | 2.1763 | 2.3102 | 1.6093 | 1.8802
[41 empty] | 2:01- 3:00 | 1.8612 | 1.7992 | 1.7697 | 1.8139 | 1.8231 | 2.156 | 2.0191 | 1.8544 | 1.9797 | 2.2291 | 1.6198 | 1.8366
[41 empty] | 3:01- 4:00 | 1.8102 | 1.6235 | 1.5098 | 1.8225 | 1.516 | 1.9023 | 2.0412 | 1.7261 | 1.9226 | 2.067 | 1.5909 | 1.7672
[41 empty] | 4:01- 5:00 | 1.6935 | 1.6167 | 1.7039 | 1.6769 | 1.5338 | 1.8999 | 1.9079 | 1.5633 | 1.7832 | 2.0983 | 1.5049 | 1.9103
[41 empty] | 5:01- 6:00 | 1.7568 | 1.731 | 1.5498 | 1.7033 | 1.734 | 1.6788 | 1.4306 | 1.4306 | 1.7506 | 2.239 | 1.5805 | 1.5393
[41 empty] | 6:01- 7:00 | 1.5829 | 1.8035 | 1.4189 | 1.6788 | 1.4982 | 1.6812 | 1.3612 | 1.3655 | 1.8286 | 2.3182 | 1.5234 | 1.387
[41 empty] | 7:01- 8:00 | 1.6401 | 1.7242 | 1.2979 | 1.6155 | 1.7058 | 2.0148 | 1.4288 | 1.3434 | 2.0866 | 2.4687 | 1.5049 | 1.5178
[41 empty] | 8:01- 9:00 | 1.9208 | 1.9349 | 1.6388 | 2.0455 | 2.1917 | 2.3999 | 1.8587 | 1.6622 | 2.2009 | 2.586 | 1.6093 | 1.5774
[41 empty] | 9:01-10:00 | 2.3342 | 2.2574 | 2.2826 | 2.5842 | 2.4294 | 2.6861 | 2.3342 | 2.0645 | 2.7519 | 2.8852 | 2.2218 | 1.809
[41 empty] | 10:01-11:00 | 2.5473 | 2.6542 | 2.2052 | 2.7027 | 2.3993 | 2.9011 | 2.3084 | 2.594 | 2.9546 | 2.903 | 2.3974 | 2.3716
[41 empty] | 11:01-12:00 | 2.5596 | 2.5621 | 2.5897 | 2.6493 | 2.3815 | 2.8544 | 2.5123 | 2.5836 | 2.6597 | 2.6155 | 2.328 | 2.3778
[41 empty] | 12:01-13:00 | 2.5326 | 2.7512 | 2.6155 | 2.5492 | 2.2924 | 3.051 | 2.863 | 3.121 | 2.7887 | 2.5326 | 2.1087 | 2.4687
[41 empty] | 13:01-14:00 | 2.2992 | 2.6192 | 2.7267 | 2.4263 | 2.1714 | 2.8483 | 3.1825 | 3.2261 | 2.9994 | 2.3342 | 2.121 | 2.2887
[41 empty] | 14:01-15:00 | 2.2648 | 2.6302 | 2.8907 | 2.664 | 2.0848 | 3.2083 | 3.6517 | 3.6382 | 2.5062 | 2.3145 | 2.0436 | 2.3164
[41 empty] | 15:01-16:00 | 2.2193 | 2.6591 | 2.8852 | 2.5307 | 2.2985 | 3.0363 | 3.5547 | 3.7906 | 2.9712 | 2.5399 | 2.0639 | 2.1302
[41 empty] | 16:01-17:00 | 2.2623 | 2.8452 | 3.0393 | 2.422 | 2.3022 | 3.1511 | 3.7212 | 3.8323 | 2.9687 | 2.6395 | 2.0332 | 2.2193
[41 empty] | 17:01-18:00 | 2.2433 | 2.6849 | 3.0854 | 2.7193 | 2.3956 | 3.325 | 3.7549 | 3.852 | 2.8317 | 2.6849 | 2.0227 | 2.1462
[41 empty] | 18:01-19:00 | 1.9638 | 2.4441 | 2.7384 | 2.4245 | 2.7856 | 3.2353 | 3.8262 | 3.836 | 2.7746 | 2.5203 | 1.7586 | 1.9183
[41 empty] | 19:01-20:00 | 1.9656 | 2.1806 | 2.1855 | 2.3262 | 2.3458 | 2.9011 | 3.1069 | 3.2617 | 2.4079 | 2.5737 | 1.7856 | 1.93
[41 empty] | 20:01-21:00 | 1.9202 | 2.0971 | 2.2433 | 2.1579 | 1.9914 | 2.5922 | 2.6075 | 2.9245 | 2.0209 | 2.4748 | 1.8286 | 1.9103
[41 empty] | 21:01-22:00 | 1.9005 | 2.0092 | 2.0946 | 2.1806 | 1.938 | 2.5633 | 2.4251 | 2.5657 | 2.1419 | 2.4687 | 1.7383 | 2.0903
[41 empty] | 22:01-23:00 | 1.8213 | 1.981 | 2.0252 | 2.1296 | 1.9797 | 2.4079 | 2.5086 | 2.4331 | 2.1745 | 2.2906 | 1.7383 | 2.1161
[41 empty] | 23:01-24:00 | 1.898 | 1.8845 | 2.0191 | 1.8962 | 1.9951 | 2.406 | 2.5479 | 2.1738 | 2.5264 | 2.2666 | 1.7076 | 1.8053
[41 empty] | AVERAGE | 2.0297 | 2.1829 | 2.1646 | 2.1836 | 2.0694 | 2.5662 | 2.5659 | 2.5442 | 2.3873 | 2.4417 | 1.8403 | 1.964

## Indoor_Temperature
Output data for calculations (selection)
| units: | - | C | C | C | C | C | C | C | C | C | C | C | C | C | C | C | C | C | C | C | C | C | C | C | C
| id | name
hott | 7 | July | 35.126 | 34.229 | 33.532 | 32.765 | 32.126 | 31.571 | 31.452 | 33.097 | 35.665 | 37.658 | 39.5 | 41.455 | 42.4 | 43.416 | 44.423 | 44.603 | 44.726 | 44.277 | 43.226 | 41.416 | 39.729 | 38.345 | 37.19 | 36.181
| 1 | January | 17.43 | 16.813 | 15.94 | 15.303 | 14.893 | 14.157 | 13.723 | 13.683 | 14.84 | 16.933 | 19.267 | 21.767 | 23.237 | 24.793 | 26.243 | 26.767 | 26.52 | 25.387 | 23.735 | 22.194 | 20.948 | 19.871 | 18.752 | 18.077
| Winter | January |  |  | Summer | July
| Hourly temperature |  |  |  | Hourly temperature
[9 empty] | Temperature gradient |  | T = | 3 | C
| Time of Day | t_outside | t_indoor |  | Time of Day | t_outside | t_indoor
| 1 | 14.43 | 17.43 |  | 1 | 32.126 | 35.126
| 2 | 13.813 | 16.813 |  | 2 | 31.229 | 34.229
| 3 | 12.94 | 15.94 |  | 3 | 30.532 | 33.532
| 4 | 12.303 | 15.303 |  | 4 | 29.765 | 32.765
| 5 | 11.893 | 14.893 |  | 5 | 29.126 | 32.126
| 6 | 11.157 | 14.157 |  | 6 | 28.571 | 31.571
| 7 | 10.723 | 13.723 |  | 7 | 28.452 | 31.452
| 8 | 10.683 | 13.683 |  | 8 | 30.097 | 33.097
| 9 | 11.84 | 14.84 |  | 9 | 32.665 | 35.665
| 10 | 13.933 | 16.933 |  | 10 | 34.658 | 37.658
| 11 | 16.267 | 19.267 |  | 11 | 36.5 | 39.5
| 12 | 18.767 | 21.767 |  | 12 | 38.455 | 41.455
| 13 | 20.237 | 23.237 |  | 13 | 39.4 | 42.4
| 14 | 21.793 | 24.793 |  | 14 | 40.416 | 43.416
| 15 | 23.243 | 26.243 |  | 15 | 41.423 | 44.423
| 16 | 23.767 | 26.767 |  | 16 | 41.603 | 44.603
| 17 | 23.52 | 26.52 |  | 17 | 41.726 | 44.726
| 18 | 22.387 | 25.387 |  | 18 | 41.277 | 44.277
| 19 | 20.735 | 23.735 |  | 19 | 40.226 | 43.226
| 20 | 19.194 | 22.194 |  | 20 | 38.416 | 41.416
| 21 | 17.948 | 20.948 |  | 21 | 36.729 | 39.729
| 22 | 16.871 | 19.871 |  | 22 | 35.345 | 38.345
| 23 | 15.752 | 18.752 |  | 23 | 34.19 | 37.19
| 24 | 15.077 | 18.077 |  | 24 | 33.181 | 36.181

## Weather
|  |  | Daily Outside Air Temperature | [26 empty] | Wind speed
Output data for calculations (selection)
| units: | - | C | C | C | C | C | C | C | C | C | C | C | C | C | C | C | C | C | C | C | C | C | C | C | C | C | C | C | ms-1 | ms-1 | ms-1 | ms-1 | ms-1 | ms-1 | ms-1 | ms-1 | ms-1 | ms-1 | ms-1 | ms-1 | ms-1 | ms-1 | ms-1 | ms-1 | ms-1 | ms-1 | ms-1 | ms-1 | ms-1 | ms-1 | ms-1 | ms-1
| id | name
Hottest | 7 | July | 32.126 | 31.229 | 30.532 | 29.765 | 29.126 | 28.571 | 28.452 | 30.097 | 32.665 | 34.658 | 36.5 | 38.455 | 39.4 | 40.416 | 41.423 | 41.603 | 41.726 | 41.277 | 40.226 | 38.416 | 36.729 | 35.345 | 34.19 | 33.181 | 35.089 | 41.726 | 28.452 | 4.032 | 3.506 | 3.287 | 3.323 | 3.106 | 2.329 | 2.216 | 2.326 | 3.026 | 3.8 | 3.758 | 4.09 | 4.661 | 5.181 | 5.945 | 5.787 | 6.058 | 6.113 | 6.229 | 5.058 | 4.245 | 3.948 | 4.084 | 4.148
Coldest | 1 | January | 14.43 | 13.813 | 12.94 | 12.303 | 11.893 | 11.157 | 10.723 | 10.683 | 11.84 | 13.933 | 16.267 | 18.767 | 20.237 | 21.793 | 23.243 | 23.767 | 23.52 | 22.387 | 20.735 | 19.194 | 17.948 | 16.871 | 15.752 | 15.077 | 17.225 | 23.767 | 10.683 | 3.04 | 3.007 | 3.03 | 2.947 | 2.757 | 2.86 | 2.577 | 2.67 | 3.127 | 3.8 | 4.147 | 4.167 | 4.123 | 3.743 | 3.687 | 3.613 | 3.683 | 3.652 | 3.197 | 3.2 | 3.126 | 3.094 | 2.965 | 3.09
Internal data
| 1 | 2 | 3 | 4 | 5 | 6 | 7 | 8 | 9 | 10 | 11 | 12 | 13 | 14 | 15 | 16 | 17 | 18 | 19 | 20 | 21 | 22 | 23 | 24 | 25 | 26 | 27 | 28 | 29 | 30 | 31 | 32 | 33 | 34 | 35 | 36 | 37 | 38 | 39 | 40 | 41 | 42 | 43 | 44 | 45 | 46 | 47 | 48 | 49 | 50 | 51 | 52 | 53
| units: | - | C | C | C | C | C | C | C | C | C | C | C | C | C | C | C | C | C | C | C | C | C | C | C | C | C |  |  | ms-1 | ms-1 | ms-1 | ms-1 | ms-1 | ms-1 | ms-1 | ms-1 | ms-1 | ms-1 | ms-1 | ms-1 | ms-1 | ms-1 | ms-1 | ms-1 | ms-1 | % | % | % | % | % | % | %
|  |  | Outside Air Temperature | [26 empty] | Local wind speed
| id | name | out_t_01_S | out_t_02_S | out_t_03_S | out_t_04_S | out_t_05_S | out_t_06_S | out_t_07_S | out_t_08_S | out_t_09_S | out_t_10_S | out_t_11_S | out_t_12_S | out_t_13_S | out_t_14_S | out_t_15_S | out_t_16_S | out_t_17_S | out_t_18_S | out_t_19_S | out_t_20_S | out_t_21_S | out_t_22_S | out_t_23_S | out_t_24_S | t_o_aver | t_o_max | t_o_min | LWS_01 | LWS_02 | LWS_03 | LWS_04 | LWS_05 | LWS_06 | LWS_07 | LWS_08 | LWS_09 | LWS_10 | LWS_11 | LWS_12 | LWS_13 | LWS_14 | LWS_15 | LWS_16 | LWS_17 | LWS_18 | LWS_19 | LWS_20 | LWS_21 | LWS_22 | LWS_23 | LWS_24
| 1 | January | 14.43 | 13.813 | 12.94 | 12.303 | 11.893 | 11.157 | 10.723 | 10.683 | 11.84 | 13.933 | 16.267 | 18.767 | 20.237 | 21.793 | 23.243 | 23.767 | 23.52 | 22.387 | 20.735 | 19.194 | 17.948 | 16.871 | 15.752 | 15.077 | 17.225 | 23.767 | 10.683 | 3.04 | 3.007 | 3.03 | 2.947 | 2.757 | 2.86 | 2.577 | 2.67 | 3.127 | 3.8 | 4.147 | 4.167 | 4.123 | 3.743 | 3.687 | 3.613 | 3.683 | 3.652 | 3.197 | 3.2 | 3.126 | 3.094 | 2.965 | 3.09
| 2 | February | 17.468 | 16.693 | 15.768 | 14.882 | 14.35 | 13.693 | 13.143 | 13.196 | 14.793 | 17.311 | 19.907 | 22.336 | 24.121 | 25.75 | 26.689 | 27.196 | 27.268 | 26.532 | 24.761 | 23.175 | 21.832 | 20.414 | 19.35 | 18.543 | 20.2055 | 27.268 | 13.143 | 3.214 | 3.129 | 2.929 | 2.643 | 2.632 | 2.818 | 2.936 | 2.807 | 3.15 | 3.675 | 4.321 | 4.171 | 4.479 | 4.264 | 4.282 | 4.329 | 4.632 | 4.371 | 3.979 | 3.55 | 3.414 | 3.271 | 3.225 | 3.068
| 3 | March | 20.503 | 19.71 | 18.852 | 18.177 | 17.545 | 16.839 | 16.226 | 16.548 | 18.742 | 21.419 | 24.119 | 26.387 | 27.742 | 28.974 | 30.168 | 30.258 | 30.213 | 29.665 | 28.023 | 26.516 | 24.935 | 23.468 | 22.371 | 21.374 | 23.242 | 30.258 | 16.226 | 2.916 | 2.677 | 2.881 | 2.458 | 2.774 | 2.523 | 2.31 | 2.113 | 2.668 | 3.716 | 3.59 | 4.216 | 4.258 | 4.439 | 4.706 | 4.697 | 4.948 | 5.023 | 4.458 | 3.558 | 3.652 | 3.41 | 3.297 | 3.287
| 4 | April | 25.037 | 24.143 | 23.347 | 22.49 | 21.747 | 21.12 | 20.7 | 21.7 | 24.453 | 26.833 | 29.1 | 31.327 | 32.733 | 34.167 | 34.933 | 35.233 | 35.033 | 34.38 | 32.883 | 31.093 | 29.51 | 28.35 | 27.293 | 26.07 | 27.9665 | 35.233 | 20.7 | 3.037 | 2.967 | 2.953 | 2.967 | 2.73 | 2.773 | 2.733 | 2.63 | 3.33 | 4.207 | 4.4 | 4.313 | 4.15 | 3.95 | 4.337 | 4.12 | 3.943 | 4.427 | 3.947 | 3.787 | 3.513 | 3.55 | 3.467 | 3.087
| 5 | May | 29.861 | 28.903 | 27.971 | 27.094 | 26.513 | 25.819 | 25.723 | 27.532 | 30.29 | 32.819 | 34.632 | 36.416 | 37.613 | 38.435 | 39.4 | 39.703 | 39.629 | 39.113 | 37.735 | 36.316 | 34.561 | 33.206 | 32.11 | 30.858 | 32.713 | 39.703 | 25.723 | 3.274 | 3.029 | 2.968 | 2.468 | 2.497 | 2.823 | 2.439 | 2.777 | 3.568 | 3.955 | 3.906 | 3.877 | 3.732 | 3.535 | 3.394 | 3.742 | 3.748 | 3.9 | 4.535 | 3.819 | 3.242 | 3.155 | 3.223 | 3.248
| 6 | June | 31.503 | 30.52 | 29.64 | 28.767 | 28.267 | 27.813 | 27.633 | 29.517 | 31.803 | 34.033 | 36.033 | 38.06 | 39.133 | 40.4 | 41.297 | 41.767 | 41.8 | 41.367 | 40.043 | 38.337 | 36.67 | 35.373 | 34.06 | 32.67 | 34.7165 | 41.8 | 27.633 | 3.953 | 3.68 | 3.51 | 3.097 | 3.093 | 2.733 | 2.737 | 3.28 | 3.907 | 4.373 | 4.723 | 4.647 | 4.967 | 4.637 | 5.223 | 4.943 | 5.13 | 5.413 | 5.267 | 4.723 | 4.22 | 4.173 | 3.92 | 3.917
| 7 | July | 32.126 | 31.229 | 30.532 | 29.765 | 29.126 | 28.571 | 28.452 | 30.097 | 32.665 | 34.658 | 36.5 | 38.455 | 39.4 | 40.416 | 41.423 | 41.603 | 41.726 | 41.277 | 40.226 | 38.416 | 36.729 | 35.345 | 34.19 | 33.181 | 35.089 | 41.726 | 28.452 | 4.032 | 3.506 | 3.287 | 3.323 | 3.106 | 2.329 | 2.216 | 2.326 | 3.026 | 3.8 | 3.758 | 4.09 | 4.661 | 5.181 | 5.945 | 5.787 | 6.058 | 6.113 | 6.229 | 5.058 | 4.245 | 3.948 | 4.084 | 4.148
| 8 | August | 32.174 | 31.374 | 30.7 | 29.858 | 29.281 | 28.745 | 28.258 | 29.774 | 32.258 | 34.613 | 36.742 | 38.742 | 39.452 | 40.677 | 41.516 | 41.742 | 41.839 | 41.397 | 40.048 | 38.452 | 36.855 | 35.306 | 34.268 | 32.961 | 35.0485 | 41.839 | 28.258 | 3.587 | 3.281 | 3.019 | 2.81 | 2.545 | 2.329 | 2.223 | 2.187 | 2.706 | 3.361 | 4.223 | 4.206 | 5.081 | 5.252 | 5.923 | 6.171 | 6.239 | 6.271 | 6.245 | 5.31 | 4.761 | 4.177 | 3.961 | 3.539
| 9 | September | 29.833 | 29.11 | 28.34 | 27.48 | 26.813 | 26.407 | 26.23 | 27.433 | 29.707 | 32.233 | 34.433 | 35.997 | 37.633 | 38.8 | 39.483 | 39.767 | 39.7 | 38.79 | 37.313 | 35.753 | 34.027 | 33.037 | 31.953 | 30.913 | 32.9985 | 39.767 | 26.23 | 3.4 | 3.543 | 3.223 | 3.13 | 2.903 | 2.85 | 2.977 | 3.397 | 3.583 | 4.48 | 4.81 | 4.33 | 4.54 | 4.883 | 4.08 | 4.837 | 4.833 | 4.61 | 4.517 | 3.92 | 3.29 | 3.487 | 3.54 | 4.113
| 10 | October | 26.129 | 25.248 | 24.49 | 23.677 | 23.068 | 22.903 | 22.945 | 23.865 | 25.242 | 27.642 | 29.881 | 31.89 | 33.484 | 34.81 | 35.626 | 35.719 | 35.31 | 34.458 | 32.8 | 31.297 | 29.874 | 28.674 | 27.648 | 26.632 | 29.311 | 35.719 | 22.903 | 3.648 | 3.761 | 3.629 | 3.365 | 3.416 | 3.645 | 3.774 | 4.019 | 4.21 | 4.697 | 4.726 | 4.258 | 4.123 | 3.8 | 3.768 | 4.135 | 4.297 | 4.371 | 4.103 | 4.19 | 4.029 | 4.019 | 3.729 | 3.69
| 11 | November | 26.129 | 25.248 | 24.49 | 23.677 | 23.068 | 22.903 | 22.945 | 23.865 | 25.242 | 27.642 | 29.881 | 31.89 | 33.484 | 34.81 | 35.626 | 35.719 | 35.31 | 34.458 | 32.8 | 31.297 | 29.874 | 28.674 | 27.648 | 26.632 | 29.311 | 35.719 | 22.903 | 2.81 | 2.62 | 2.637 | 2.59 | 2.45 | 2.573 | 2.48 | 2.45 | 2.62 | 3.617 | 3.903 | 3.79 | 3.433 | 3.453 | 3.327 | 3.36 | 3.31 | 3.293 | 2.863 | 2.907 | 2.977 | 2.83 | 2.83 | 2.78
| 12 | December | 16.058 | 15.165 | 14.658 | 14.094 | 13.406 | 13.161 | 12.839 | 13.177 | 14.494 | 16.997 | 19.548 | 21.271 | 22.774 | 23.871 | 24.774 | 25.161 | 24.645 | 23.287 | 21.881 | 20.484 | 19.448 | 18.419 | 17.581 | 16.726 | 19 | 25.161 | 12.839 | 2.965 | 3.061 | 2.99 | 2.877 | 3.11 | 2.506 | 2.258 | 2.471 | 2.568 | 2.945 | 3.861 | 3.871 | 4.019 | 3.726 | 3.771 | 3.468 | 3.613 | 3.494 | 3.123 | 3.142 | 3.11 | 3.403 | 3.445 | 2.939
| Average Hourly Statistics for Dry Bulb temperatures [C] | [18 empty] | Average Hourly Statistics for Wind Speed [ms-1]
|  |  | Jan | Feb | Mar | Apr | May | Jun | Jul | Aug | Sep | Oct | Nov | Dec |  | Hottest | Coldest | month |  |  |  | Jan | Feb | Mar | Apr | May | Jun | Jul | Aug | Sep | Oct | Nov | Dec
|  |  | 1 | 2 | 3 | 4 | 5 | 6 | 7 | 8 | 9 | 10 | 11 | 12 |  | 7 | 1 | column number |  |  |  | 1 | 2 | 3 | 4 | 5 | 6 | 7 | 8 | 9 | 10 | 11 | 12
|  | 0:01- 1:00 | 14.43 | 17.468 | 20.503 | 25.037 | 29.861 | 31.503 | 32.126 | 32.174 | 29.833 | 26.129 | 20.097 | 16.058 |  | 35.089 | 17.225 | monthly average |  |  | 0:01- 1:00 | 3.04 | 3.214 | 2.916 | 3.037 | 3.274 | 3.953 | 4.032 | 3.587 | 3.4 | 3.648 | 2.81 | 2.965
|  | 1:01- 2:00 | 13.813 | 16.693 | 19.71 | 24.143 | 28.903 | 30.52 | 31.229 | 31.374 | 29.11 | 25.248 | 19.28 | 15.165 |  | 198 | 15 | N (day number) |  |  | 1:01- 2:00 | 3.007 | 3.129 | 2.677 | 2.967 | 3.029 | 3.68 | 3.506 | 3.281 | 3.543 | 3.761 | 2.62 | 3.061
|  | 2:01- 3:00 | 12.94 | 15.768 | 18.852 | 23.347 | 27.971 | 29.64 | 30.532 | 30.7 | 28.34 | 24.49 | 18.717 | 14.658 |  |  | 27.5249 | Annual Average |  |  | 2:01- 3:00 | 3.03 | 2.929 | 2.881 | 2.953 | 2.968 | 3.51 | 3.287 | 3.019 | 3.223 | 3.629 | 2.637 | 2.99
|  | 3:01- 4:00 | 12.303 | 14.882 | 18.177 | 22.49 | 27.094 | 28.767 | 29.765 | 29.858 | 27.48 | 23.677 | 18.08 | 14.094 | [6 empty] | 3:01- 4:00 | 2.947 | 2.643 | 2.458 | 2.967 | 2.468 | 3.097 | 3.323 | 2.81 | 3.13 | 3.365 | 2.59 | 2.877
|  | 4:01- 5:00 | 11.893 | 14.35 | 17.545 | 21.747 | 26.513 | 28.267 | 29.126 | 29.281 | 26.813 | 23.068 | 17.47 | 13.406 | [6 empty] | 4:01- 5:00 | 2.757 | 2.632 | 2.774 | 2.73 | 2.497 | 3.093 | 3.106 | 2.545 | 2.903 | 3.416 | 2.45 | 3.11
|  | 5:01- 6:00 | 11.157 | 13.693 | 16.839 | 21.12 | 25.819 | 27.813 | 28.571 | 28.745 | 26.407 | 22.903 | 16.853 | 13.161 | [6 empty] | 5:01- 6:00 | 2.86 | 2.818 | 2.523 | 2.773 | 2.823 | 2.733 | 2.329 | 2.329 | 2.85 | 3.645 | 2.573 | 2.506
|  | 6:01- 7:00 | 10.723 | 13.143 | 16.226 | 20.7 | 25.723 | 27.633 | 28.452 | 28.258 | 26.23 | 22.945 | 16.333 | 12.839 |  | 1 | 2 |  |  |  | 6:01- 7:00 | 2.577 | 2.936 | 2.31 | 2.733 | 2.439 | 2.737 | 2.216 | 2.223 | 2.977 | 3.774 | 2.48 | 2.258
|  | 7:01- 8:00 | 10.683 | 13.196 | 16.548 | 21.7 | 27.532 | 29.517 | 30.097 | 29.774 | 27.433 | 23.865 | 16.967 | 13.177 |  | id | day number |  |  |  | 7:01- 8:00 | 2.67 | 2.807 | 2.113 | 2.63 | 2.777 | 3.28 | 2.326 | 2.187 | 3.397 | 4.019 | 2.45 | 2.471
|  | 8:01- 9:00 | 11.84 | 14.793 | 18.742 | 24.453 | 30.29 | 31.803 | 32.665 | 32.258 | 29.707 | 25.242 | 19.193 | 14.494 |  | 1 | 15 |  |  |  | 8:01- 9:00 | 3.127 | 3.15 | 2.668 | 3.33 | 3.568 | 3.907 | 3.026 | 2.706 | 3.583 | 4.21 | 2.62 | 2.568
|  | 9:01-10:00 | 13.933 | 17.311 | 21.419 | 26.833 | 32.819 | 34.033 | 34.658 | 34.613 | 32.233 | 27.642 | 21.767 | 16.997 |  | 2 | 46 |  |  |  | 9:01-10:00 | 3.8 | 3.675 | 3.716 | 4.207 | 3.955 | 4.373 | 3.8 | 3.361 | 4.48 | 4.697 | 3.617 | 2.945
|  | 10:01-11:00 | 16.267 | 19.907 | 24.119 | 29.1 | 34.632 | 36.033 | 36.5 | 36.742 | 34.433 | 29.881 | 23.767 | 19.548 |  | 3 | 74 |  |  |  | 10:01-11:00 | 4.147 | 4.321 | 3.59 | 4.4 | 3.906 | 4.723 | 3.758 | 4.223 | 4.81 | 4.726 | 3.903 | 3.861
|  | 11:01-12:00 | 18.767 | 22.336 | 26.387 | 31.327 | 36.416 | 38.06 | 38.455 | 38.742 | 35.997 | 31.89 | 25.76 | 21.271 |  | 4 | 106 |  |  |  | 11:01-12:00 | 4.167 | 4.171 | 4.216 | 4.313 | 3.877 | 4.647 | 4.09 | 4.206 | 4.33 | 4.258 | 3.79 | 3.871
|  | 12:01-13:00 | 20.237 | 24.121 | 27.742 | 32.733 | 37.613 | 39.133 | 39.4 | 39.452 | 37.633 | 33.484 | 27.267 | 22.774 |  | 5 | 137 |  |  |  | 12:01-13:00 | 4.123 | 4.479 | 4.258 | 4.15 | 3.732 | 4.967 | 4.661 | 5.081 | 4.54 | 4.123 | 3.433 | 4.019
|  | 13:01-14:00 | 21.793 | 25.75 | 28.974 | 34.167 | 38.435 | 40.4 | 40.416 | 40.677 | 38.8 | 34.81 | 28.393 | 23.871 |  | 6 | 167 |  |  |  | 13:01-14:00 | 3.743 | 4.264 | 4.439 | 3.95 | 3.535 | 4.637 | 5.181 | 5.252 | 4.883 | 3.8 | 3.453 | 3.726
|  | 14:01-15:00 | 23.243 | 26.689 | 30.168 | 34.933 | 39.4 | 41.297 | 41.423 | 41.516 | 39.483 | 35.626 | 29.06 | 24.774 |  | 7 | 198 |  |  |  | 14:01-15:00 | 3.687 | 4.282 | 4.706 | 4.337 | 3.394 | 5.223 | 5.945 | 5.923 | 4.08 | 3.768 | 3.327 | 3.771
|  | 15:01-16:00 | 23.767 | 27.196 | 30.258 | 35.233 | 39.703 | 41.767 | 41.603 | 41.742 | 39.767 | 35.719 | 29.233 | 25.161 |  | 8 | 229 |  |  |  | 15:01-16:00 | 3.613 | 4.329 | 4.697 | 4.12 | 3.742 | 4.943 | 5.787 | 6.171 | 4.837 | 4.135 | 3.36 | 3.468
|  | 16:01-17:00 | 23.52 | 27.268 | 30.213 | 35.033 | 39.629 | 41.8 | 41.726 | 41.839 | 39.7 | 35.31 | 28.733 | 24.645 |  | 9 | 259 |  |  |  | 16:01-17:00 | 3.683 | 4.632 | 4.948 | 3.943 | 3.748 | 5.13 | 6.058 | 6.239 | 4.833 | 4.297 | 3.31 | 3.613
|  | 17:01-18:00 | 22.387 | 26.532 | 29.665 | 34.38 | 39.113 | 41.367 | 41.277 | 41.397 | 38.79 | 34.458 | 27.457 | 23.287 |  | 10 | 290 |  |  |  | 17:01-18:00 | 3.652 | 4.371 | 5.023 | 4.427 | 3.9 | 5.413 | 6.113 | 6.271 | 4.61 | 4.371 | 3.293 | 3.494
|  | 18:01-19:00 | 20.735 | 24.761 | 28.023 | 32.883 | 37.735 | 40.043 | 40.226 | 40.048 | 37.313 | 32.8 | 26.157 | 21.881 |  | 11 | 320 |  |  |  | 18:01-19:00 | 3.197 | 3.979 | 4.458 | 3.947 | 4.535 | 5.267 | 6.229 | 6.245 | 4.517 | 4.103 | 2.863 | 3.123
|  | 19:01-20:00 | 19.194 | 23.175 | 26.516 | 31.093 | 36.316 | 38.337 | 38.416 | 38.452 | 35.753 | 31.297 | 24.93 | 20.484 |  | 12 | 351 |  |  |  | 19:01-20:00 | 3.2 | 3.55 | 3.558 | 3.787 | 3.819 | 4.723 | 5.058 | 5.31 | 3.92 | 4.19 | 2.907 | 3.142
|  | 20:01-21:00 | 17.948 | 21.832 | 24.935 | 29.51 | 34.561 | 36.67 | 36.729 | 36.855 | 34.027 | 29.874 | 23.503 | 19.448 | [6 empty] | 20:01-21:00 | 3.126 | 3.414 | 3.652 | 3.513 | 3.242 | 4.22 | 4.245 | 4.761 | 3.29 | 4.029 | 2.977 | 3.11
|  | 21:01-22:00 | 16.871 | 20.414 | 23.468 | 28.35 | 33.206 | 35.373 | 35.345 | 35.306 | 33.037 | 28.674 | 22.513 | 18.419 | [6 empty] | 21:01-22:00 | 3.094 | 3.271 | 3.41 | 3.55 | 3.155 | 4.173 | 3.948 | 4.177 | 3.487 | 4.019 | 2.83 | 3.403
|  | 22:01-23:00 | 15.752 | 19.35 | 22.371 | 27.293 | 32.11 | 34.06 | 34.19 | 34.268 | 31.953 | 27.648 | 21.533 | 17.581 | [6 empty] | 22:01-23:00 | 2.965 | 3.225 | 3.297 | 3.467 | 3.223 | 3.92 | 4.084 | 3.961 | 3.54 | 3.729 | 2.83 | 3.445
|  | 23:01-24:00 | 15.077 | 18.543 | 21.374 | 26.07 | 30.858 | 32.67 | 33.181 | 32.961 | 30.913 | 26.632 | 20.64 | 16.726 | [6 empty] | 23:01-24:00 | 3.09 | 3.068 | 3.287 | 3.087 | 3.248 | 3.917 | 4.148 | 3.539 | 4.113 | 3.69 | 2.78 | 2.939
|  | Daily Average (12H) | 17.225 | 20.2055 | 23.242 | 27.9665 | 32.713 | 34.7165 | 35.089 | 35.0485 | 32.9985 | 29.311 | 22.783 | 19 | [6 empty] | Daily Average (12H) | 3.372 | 3.632 | 3.568 | 3.5285 | 3.487 | 4.073 | 4.2225 | 4.229 | 3.8665 | 4.0455 | 3.1765 | 3.1385
|  | tao_swing | 6.542 | 7.0625 | 7.016 | 7.2665 | 6.99 | 7.0835 | 6.637 | 6.7905 | 6.7685 | 6.408 | 6.45 | 6.161 | [6 empty] | Min.Wind Speed (ms-1) | 2.577 | 2.632 | 2.113 | 2.63 | 2.439 | 2.733 | 2.216 | 2.187 | 2.85 | 3.365 | 2.45 | 2.258
|  | Min. Temperature (°C) | 10.683 | 13.143 | 16.226 | 20.7 | 25.723 | 27.633 | 28.452 | 28.258 | 26.23 | 22.903 | 16.333 | 12.839 | [6 empty] | Max. Wind Speed (ms-1) | 4.167 | 4.632 | 5.023 | 4.427 | 4.535 | 5.413 | 6.229 | 6.271 | 4.883 | 4.726 | 3.903 | 4.019
|  | Max. Temperature (°C) | 23.767 | 27.268 | 30.258 | 35.233 | 39.703 | 41.8 | 41.726 | 41.839 | 39.767 | 35.719 | 29.233 | 25.161

## Locations
Selected Location
n | id | name
2 | 158 | Aswan Intl AP | 23.964 | 32.82 | 378 | 133.4184 | 247.0909
Nearest Locations
1 | 2 | 3 | 4 | 5 | 6 | 7 | 8
| units: | - | lat. | long. | alt. | dist. | dist.
n | id | name | DD | DD | m | NM | km | NEAREST
1 | 2465 | Shalatin | 23.133 | 35.583 | 21 | 33.2173 | 61.5184 | 1st
2 | 158 | Aswan Intl AP | 23.964 | 32.82 | 378 | 133.4184 | 247.0909 | 2nd
3 | 1640 | Marsa Alam Intl AP | 25.557 | 34.582 | 76.5 | 155.3911 | 287.7844 | 3rd
4 | 3043 | Yanbu Abdulaziz Intl AP | 24.144 | 38.063 | 7.9 | 182.2118 | 337.4562 | 4th
5 | 2978 | Wadi Halfa | 21.817 | 31.483 | 183 | 207.9596 | 385.1412 | 5th
Internal data
| 1 | 2 | 3 | 4 | 5 | 6 | 7
| units: |  | DD | DD | m | dist. | dist.
[6 empty] | NM | km
| ID | NAME | LATITUDE | LONGITUDE | ALTITUDE | DIST. | DISTANCE
| 1 | Aaiun Hassan AP | 27.152 | -13.219 | 63.1 | 2621.3316 | 4854.7061
| 2 | Aasiaat Egedesminde | 68.7 | -52.85 | 41 | 4079.949 | 7556.0656
| 3 | Abadan Intl AP | 30.371 | 48.228 | 3 | 836.2401 | 1548.7167
| 4 | Abadeh | 31.183 | 52.667 | 2004 | 1063.7269 | 1970.0221
| 5 | Abeche AP | 13.847 | 20.844 | 545 | 975.7964 | 1807.1749
| 6 | Aberdovey | 52.55 | -4.067 | 22 | 2516.1065 | 4659.8291
| 7 | Abidjan Houphouet Boigny Intl AP | 5.261 | -3.926 | 6.4 | 2494.617 | 4620.0307
| 8 | Abu Dhabi Bateen Exec AP | 24.428 | 54.458 | 4.9 | 1073.3691 | 1987.8796
| 9 | Abu Hamed | 19.533 | 33.317 | 312 | 228.7149 | 423.58
| 10 | Abu Samra | 24.738 | 50.895 | 8 | 879.4056 | 1628.6592
| 11 | Abuja | 9.25 | 7 | 344 | 1810.2997 | 3352.675
| 12 | Abymes Pointe Pitre Intl AP | 16.265 | -61.532 | 11 | 5378.9698 | 9961.852
| 13 | Acapulco | 16.833 | -99.933 | 3 | 7249.2956 | 13425.6954
| 14 | Acarigua Araure AP | 9.553 | -69.238 | 195.1 | 5957.5299 | 11033.3454
| 15 | Accra Kotoka Intl AP | 5.605 | -0.167 | 62.5 | 2289.4144 | 4239.9954
| 16 | Acuna Intl AP | 21.616 | -81.546 | 3 | 6239.0896 | 11554.7939
| 17 | Ad Douiem | 14.001 | 32.323 | 378 | 561.9603 | 1040.7505
| 18 | Ada Foah | 5.783 | 0.633 | 7 | 2242.8548 | 4153.7671
| 19 | Adana | 36.982 | 35.28 | 19.8 | 840.5464 | 1556.6919
| 20 | Addis Ababa Bole Intl Ap | 8.978 | 38.799 | 2325.6 | 870.7696 | 1612.6653
| 21 | Aden Intl AP | 12.833 | 45.033 | 3 | 837.5569 | 1551.1553
| 22 | Admiral Brown Base Graham Land | -64.895 | 62.871 | 10 | 5439.1846 | 10073.3699
| 23 | Adrar Belkebir AP | 27.838 | -0.186 | 280.1 | 1925.6184 | 3566.2453
| 24 | Adrian Jara | -19.533 | -59.367 | 150 | 6091.5193 | 11281.4937
| 25 | Afara | 25.333 | 7.8 | 1240 | 1495.6662 | 2769.9737
| 26 | Afrika Cape | 56.167 | 163.317 | 14 | 5386.2378 | 9975.3123
| 27 | Agadez | 16.967 | 7.967 | 505.1 | 1566.9099 | 2901.9172
| 28 | Agadir Massira Intl AP | 30.325 | -9.413 | 76.2 | 2410.7139 | 4464.6421
| 29 | Agalega Island | -10.383 | 56.61 | 3 | 2375.617 | 4399.6427
| 30 | Agata | 66.883 | 93.467 | 278 | 3410.7954 | 6316.7931
| 31 | Agayakan | 63.333 | 141.733 | 776.9 | 4609.6152 | 8537.0074
| 32 | Agra AP | 27.156 | 77.961 | 167.9 | 2341.0454 | 4335.616
| 33 | Agri | 39.733 | 43.05 | 1632 | 1086.1056 | 2011.4676
| 34 | Ahsa Intl AP | 25.285 | 49.485 | 179.2 | 805.8501 | 1492.4344
| 35 | Ailinglapalap Atoll AP | 7.275 | 168.823 | 3 | 7552.2594 | 13986.7843
| 36 | Aioun Atrouss AP | 16.711 | -9.638 | 289.9 | 2542.2659 | 4708.2764
| 37 | Aireys Inlet | -38.45 | 144.1 | 95 | 7129.3873 | 13203.6253
| 38 | Ajdabiya | 30.717 | 20.167 | 7 | 919.4492 | 1702.8199
| 39 | Akbaytal | 43.15 | 64.333 | 234 | 1893.0515 | 3505.9313
| 40 | Akinci | 40.067 | 32.567 | 840 | 1033.2781 | 1913.631
| 41 | Akita | 39.717 | 140.099 | 21.8 | 5184.8429 | 9602.3291
| 42 | Akjoujt | 19.75 | -14.367 | 120 | 2757.4728 | 5106.8397
| 43 | Akkol | 51.999 | 70.938 | 384 | 2400.5003 | 4445.7266
| 44 | Akkuduk | 42.967 | 54.117 | 78 | 1531.4763 | 2836.2941
| 45 | Akkystau | 47.217 | 50.983 | -27 | 1646.838 | 3049.9441
| 46 | Akmolla | 39.583 | 59.95 | 108 | 1613.8209 | 2988.7963
| 47 | Akola | 20.7 | 77.033 | 282 | 2341.2119 | 4335.9245
| 48 | Akseloya | 77.689 | 14.784 | 6.5 | 3337.9758 | 6181.9311
| 49 | Aktau | 43.647 | 51.188 | 15 | 1477.6009 | 2736.5169
| 50 | Aktumsyk | 46.656 | 57.327 | 44 | 1785.3769 | 3306.5181
| 51 | Akureyri AP | 65.66 | -18.073 | 1.8 | 3262.1572 | 6041.5152
| 52 | Alabat | 14.1 | 122.017 | 5 | 4920.1973 | 9112.2054
| 53 | Alanya | 36.55 | 32 | 6 | 829.22 | 1535.7154
| 54 | Alat | 39.967 | 49.4 | -16 | 1255.2367 | 2324.6983
| 55 | Alazeja River | 70.55 | 154.25 | 2 | 4650.4723 | 8612.6747
| 56 | Albany AP | -34.941 | 117.802 | 69 | 5855.9908 | 10845.2949
| 57 | Aldabra Island | -9.39 | 46.443 | 4 | 2060.0258 | 3815.1678
| 58 | Aldan | 58.617 | 125.367 | 679 | 4249.6478 | 7870.3477
| 59 | Aleksandra | 54.281 | 139.782 | 103 | 4785.9536 | 8863.586
| 60 | Alevina Cape | 58.84 | 151.352 | 53 | 4985.2035 | 9232.5969
| 61 | Alexandria Muni AP-Chandler Field | 45.868 | -95.394 | 431.6 | 5875.7546 | 10881.8975
| 62 | Aleysk | 52.517 | 82.767 | 175 | 2803.4915 | 5192.0662
| 63 | Alfred Faure Stn Possession Island | -46.432 | 51.857 | 142 | 4273.1204 | 7913.819
| 64 | Algazy Island | 46.55 | 76.839 | 349 | 2461.3127 | 4558.351
| 65 | Algiers Port | 36.786 | 3.065 | 12 | 1846.8989 | 3420.4567
| 66 | Algonquin Park East Gate | 45.533 | -78.267 | 397 | 5326.535 | 9864.7429
| 67 | Aligudarz | 33.4 | 49.683 | 2034 | 995.9411 | 1844.483
| 68 | Alindao | 5.05 | 21.2 | 449 | 1343.5835 | 2488.3167
| 69 | Alitak Seaplane Base | 56.9 | -154.25 | 0 | 5993.8945 | 11100.6926
| 70 | Allah Jun | 61.133 | 137.983 | 670 | 4566.6749 | 8457.4819
| 71 | Almagrundet Lighthouse | 59.267 | 19.517 | 25 | 2277.4322 | 4217.8045
| 72 | Almaty | 43.233 | 76.933 | 851 | 2401.5477 | 4447.6663
| 73 | Almeria AP | 36.846 | -2.357 | 21 | 2099.6426 | 3888.538
| 74 | Alor Mali Kalabahi | -8.217 | 124.567 | 12 | 5578.3413 | 10331.0882
| 75 | Alpine AF | 70.344 | -150.945 | 5.5 | 5202.919 | 9635.806
| 76 | Alpine Casparis Muni AP | 30.384 | -103.684 | 1376 | 6822.3286 | 12634.9525
| 77 | Altai AP | 46.379 | 96.218 | 2206 | 3242.2564 | 6004.6588
| 78 | Altamira AP | -3.254 | -52.254 | 112.2 | 5334.4082 | 9879.3239
| 79 | Altar | 30.717 | -111.833 | 398 | 7066.8759 | 13087.8542
| 80 | Alva Rgnl AP | 36.773 | -98.67 | 449 | 6369.9008 | 11797.0564
| 81 | Alyangula Police Station | -13.85 | 136.417 | 22 | 6352.8039 | 11765.3928
| 82 | Alygdzher | 53.633 | 98.217 | 918 | 3360.2342 | 6223.1537
| 83 | Am Timan | 11.033 | 20.283 | 436 | 1108.702 | 2053.3161
| 84 | Amami AP | 28.431 | 129.713 | 6 | 4997.0753 | 9254.5834
| 85 | Amangeldi | 50.177 | 65.194 | 142 | 2160.3311 | 4000.9331
| 86 | Amapa AB | 2.067 | -50.85 | 10 | 5131.5604 | 9503.6499
| 87 | Ambato Intl AP | -1.212 | -78.575 | 2591.4 | 6738.4567 | 12479.6217
| 88 | Amberieu en Bugey AB | 45.976 | 5.329 | 252 | 1995.3994 | 3695.4798
| 89 | Ambohitsilaozana | -17.633 | 48.5 | 780 | 2567.8889 | 4755.7303
| 90 | Ambon Pattimura Intl AP | -3.71 | 128.089 | 10.1 | 5667.4462 | 10496.1103
| 91 | Amchitka Island AP | 51.383 | 179.267 | 69 | 5966.746 | 11050.4135
| 92 | Amderma | 69.75 | 61.7 | 49 | 2967.323 | 5495.4822
| 93 | Amga | 60.9 | 131.983 | 146 | 4407.2234 | 8162.1778
| 94 | Amgun | 51.417 | 135.083 | 269 | 4698.8641 | 8702.2964
| 95 | Amini AP | 11.117 | 72.733 | 3 | 2274.7359 | 4212.8109
| 96 | Amman Alia Intl AP | 31.723 | 35.993 | 730 | 526.9801 | 975.9671
| 97 | Anadyr Ugolnye AP | 64.735 | 177.741 | 59.1 | 5269.5888 | 9759.2784
| 98 | Anah | 34.367 | 41.95 | 150 | 774.7586 | 1434.8529
| 99 | Anaktuvuk Pass AP | 68.135 | -151.742 | 641 | 5333.2753 | 9877.2258
| 100 | Anantapur | 14.583 | 77.633 | 364 | 2469.2585 | 4573.0668
| 101 | Anda | 46.383 | 125.317 | 150 | 4434.5889 | 8212.8586
| 102 | Andahuaylas AP | -13.706 | -73.35 | 3444.2 | 6730.2248 | 12464.3764
| 103 | Andersen AFB | 13.567 | 144.917 | 162 | 6149.4732 | 11388.8243
| 104 | Andrew Oil Platform | 58.033 | 1.4 | 470 | 2553.9541 | 4729.923
| 105 | Andreya Island | 76.78 | 110.805 | 6 | 3871.2477 | 7169.5508
| 106 | Aneityum Anatom AP | -20.249 | 169.772 | 3 | 8296.4682 | 15365.0592
| 107 | Angel Fire AP | 36.417 | -105.29 | 2554.2 | 6596.6746 | 12217.0414
| 108 | Angisoq | 59.983 | -45.2 | 16 | 3929.4161 | 7277.2786
| 109 | Angoche | -16.217 | 39.9 | 62 | 2374.7714 | 4398.0767
| 110 | Anguilla Lloyd Intl AP | 18.2 | -63.05 | 29 | 5411.0996 | 10021.3565
| 111 | Anguilla Lloyd Intl AP | 18.2 | -63.05 | 29 | 5411.0996 | 10021.3565
| 112 | Ankara Central | 39.95 | 32.883 | 891 | 1024.494 | 1897.3629
| 113 | Antalya Bolge | 36.867 | 30.7 | 47 | 862.7921 | 1597.8909
| 114 | Antananarivo Ivato Intl AP | -18.797 | 47.479 | 1279.6 | 2616.9227 | 4846.5408
| 115 | Antipayuta | 69.104 | 76.858 | 3.4 | 3152.1481 | 5837.7782
| 116 | Antipinsky | 73.167 | 128.833 | 5 | 4155.5125 | 7696.0091
| 117 | Antofagasta Sabella Galvez Intl AP | -23.444 | -70.445 | 138.7 | 6753.4199 | 12507.3337
| 118 | Antsirabe AP | -19.817 | 47.067 | 1532 | 2669.1589 | 4943.2822
| 119 | Apacha | 52.833 | 157.167 | 110 | 5356.9827 | 9921.1319
| 120 | Apia Wharf | -13.826 | -171.761 | 7 | 9199.9649 | 17038.3349
| 121 | Apolo AP | -14.733 | -68.417 | 1415 | 6480.4484 | 12001.7905
| 122 | Apuka | 60.433 | 169.667 | 5 | 5338.9083 | 9887.6581
| 123 | Aputiteeq | 67.783 | -32.283 | 23 | 3621.7912 | 6707.5573
| 124 | Aqiq Abdulaziz AP | 20.296 | 41.634 | 1672.1 | 404.6261 | 749.3676
| 125 | Aracuai | -16.867 | -42.067 | 284 | 5120.7749 | 9483.6751
| 126 | Arad | 46.177 | 21.354 | 108 | 1542.9784 | 2857.596
| 127 | Arafat | 21.333 | 39.967 | 308 | 294.0584 | 544.5962
| 128 | Arak | 25.267 | 3.733 | 556 | 1716.7007 | 3179.3297
| 129 | Aral | 40.548 | 81.281 | 1013 | 2553.8454 | 4729.7217
| 130 | Arar AP | 30.907 | 41.138 | 552.6 | 577.6721 | 1069.8486
| 131 | Araxa | -19.6 | -46.933 | 1021.5 | 5441.97 | 10078.5284
| 132 | Arba Minch AP | 6.039 | 37.59 | 1189 | 1030.463 | 1908.4175
| 133 | Arctic Bay AP | 72.993 | -85.012 | 10 | 4578.6095 | 8479.5849
| 134 | Arctic Village AP | 68.115 | -145.579 | 638 | 5342.5831 | 9894.4638
| 135 | Arctowski Stn | -62.16 | -58.469 | 2 | 6720.5584 | 12446.4742
| 136 | Arequipa Rodriguez AP | -16.341 | -71.583 | 2561.8 | 6685.4619 | 12381.4754
| 137 | Arequipa Rodriguez AP | -16.341 | -71.583 | 2561.8 | 6685.4619 | 12381.4754
| 138 | Arezzo Molin Bianco AP | 43.46 | 11.846 | 249 | 1681.9054 | 3114.8888
| 139 | Argamji | 49.283 | 87.917 | 2280 | 2935.4092 | 5436.3778
| 140 | Arkhara | 49.417 | 130.083 | 135 | 4561.8813 | 8448.6041
| 141 | Arltunga Historical Reserve | -23.467 | 134.683 | 664 | 6450.3962 | 11946.1337
| 142 | Arorae Island AP | -2.667 | 176.833 | 7 | 8284.362 | 15342.6383
| 143 | Artashat | 39.95 | 44.55 | 833 | 1128.6218 | 2090.2076
| 144 | Artux | 39.667 | 76.167 | 1494 | 2312.9389 | 4283.5628
| 145 | Arua AP | 3.05 | 30.917 | 1211 | 1222.4723 | 2264.0187
| 146 | Arvaikheer | 46.267 | 102.783 | 1813 | 3514.4909 | 6508.8372
| 147 | Arviat AP | 61.094 | -94.072 | 10.4 | 5197.377 | 9625.5422
| 148 | Arzamas | 55.367 | 43.783 | 127 | 1984.6092 | 3675.4963
| 149 | Ascension RAF-Wideawake AF-Ascension Island | -7.97 | -14.394 | 84.7 | 3448.6109 | 6386.8274
| 150 | Ashgabat Intl AP | 37.987 | 58.361 | 210.9 | 1501.021 | 2779.8909
| 151 | Ashland Kennedy Meml AP | 46.55 | -90.917 | 252 | 5712.0631 | 10578.7409
| 152 | Askaniya Nova | 46.451 | 33.88 | 30 | 1410.6261 | 2612.4794
| 153 | Asmara Intl AP | 15.292 | 38.911 | 2335.1 | 513.6814 | 951.3379
| 154 | Astana Intl AP | 51.022 | 71.467 | 355.1 | 2386.286 | 4419.4017
| 155 | Astoria Rgnl AP | 46.15 | -123.883 | 7 | 6506.3872 | 12049.8291
| 156 | Astrakhan | 46.283 | 47.983 | -21 | 1535.0069 | 2842.8328
| 157 | Asuncion Pettirossi Intl AP | -25.24 | -57.519 | 89 | 6114.3933 | 11323.8564
| 158 | Aswan Intl AP | 23.964 | 32.82 | 201.8 | 133.4184 | 247.0909
| 159 | Asyut Intl AP | 27.047 | 31.012 | 235.3 | 326.0616 | 603.866
| 160 | Atafu | -8.533 | -172.517 | 3 | 9011.1917 | 16688.727
| 161 | Ataq AP | 14.551 | 46.826 | 1097.3 | 842.3593 | 1560.0494
| 162 | Atar AP | 20.507 | -13.043 | 231 | 2674.5038 | 4953.181
| 163 | Atasu | 48.7 | 71.633 | 488 | 2322.613 | 4301.4792
| 164 | Atbara | 17.7 | 33.967 | 345 | 323.8393 | 599.7503
| 165 | Athinai Hellinikon AFB | 37.882 | 23.735 | 21 | 1066.1854 | 1974.5754
| 166 | Ati | 13.217 | 18.317 | 334 | 1118.3194 | 2071.1276
| 167 | Atka AP | 52.22 | -174.206 | 15 | 6044.927 | 11195.2048
| 168 | Atlanta Hartsfield Jackson Intl AP | 33.63 | -84.442 | 307.9 | 5964.2536 | 11045.7977
| 169 | Attapeu AP | 14.8 | 106.833 | 105 | 4077.3244 | 7551.2049
| 170 | Attu CGS Casco Cove | 52.833 | 173.183 | 21 | 5765.3425 | 10677.4143
| 171 | Attu Kitsissut Islands | 67.841 | -53.827 | 12 | 4108.1766 | 7608.343
| 172 | Atuona Hiva Oa AP | -9.8 | -139.033 | 53 | 9954.9048 | 18436.4837
| 173 | Augustine Island | 59.378 | -153.348 | 9.1 | 5850.5454 | 10835.21
| 174 | Auki | -8.783 | 160.733 | 11 | 7586.9807 | 14051.0882
| 175 | Aul | 45.633 | 75.117 | 353 | 2374.6236 | 4397.8029
| 176 | Aul Turara Ryskulova | 42.483 | 70.3 | 808 | 2111.1132 | 3909.7817
| 177 | Aulvik Natl Park | 74.139 | -119.989 | 32 | 4898.5456 | 9072.1065
| 178 | Aurangabad AP | 19.863 | 75.398 | 582.5 | 2261.2492 | 4187.8335
| 179 | Austin | 39.5 | -117.08 | 2014 | 6748.6318 | 12498.466
| 180 | Avata | -13.483 | -172.767 | 200 | 9137.8883 | 16923.3692
| 181 | Awbari | 26.6 | 12.783 | 463 | 1229.7571 | 2277.5101
| 182 | Axim | 4.867 | -2.233 | 40 | 2418.4431 | 4478.9566
| 183 | Ayak Kum | 46.717 | 59.167 | 114 | 1842.7387 | 3412.752
| 184 | Ayan | 56.455 | 138.168 | 8 | 4681.8005 | 8670.6945
| 185 | Ayon | 69.917 | 167.967 | 13.7 | 4885.7645 | 9048.4359
| 186 | Ayr DPI Res Stn | -19.617 | 147.383 | 12 | 7061.1071 | 13077.1703
| 187 | Azraq | 31.54 | 36.34 | 621 | 518.2688 | 959.8338
| 188 | Babanusa | 11.333 | 27.817 | 453 | 813.1278 | 1505.9126
| 189 | Babelthuap Koror AP | 7.333 | 134.483 | 33.2 | 5756.5196 | 10661.0742
| 190 | Babolsar | 36.717 | 52.65 | -21 | 1231.4908 | 2280.7209
| 191 | Baccaro Point | 43.451 | -65.472 | 5.7 | 4900.6605 | 9076.0232
| 192 | Bachelors Island Marine | 51.75 | -99.9 | 256 | 5738.7585 | 10628.1808
| 193 | Badger | 48.967 | -56.067 | 102.7 | 4419.7866 | 8185.4447
| 194 | Badin | 24.633 | 68.9 | 11 | 1862.0453 | 3448.5079
| 195 | Baghdad Intl AP | 33.267 | 44.233 | 34.7 | 786.7948 | 1457.144
| 196 | Bahawalnagar | 29.95 | 73.25 | 163 | 2090.0729 | 3870.815
| 197 | Bahia Blanca Espora AP | -38.725 | -62.169 | 75 | 6582.6669 | 12191.0991
| 198 | Bahia Negra AP | -20.233 | -58.167 | 96 | 6042.9306 | 11191.5075
| 199 | Bahias de Huatulco Intl AP | 15.775 | -96.263 | 141.4 | 7126.0158 | 13197.3813
| 200 | Bahir Dar AP | 11.608 | 37.322 | 1822.1 | 697.5339 | 1291.8328
| 201 | Bahrain Intl AP | 26.271 | 50.634 | 1.8 | 875.8828 | 1622.1349
| 202 | Baie Comeau AP | 49.133 | -68.204 | 21.6 | 4863.5579 | 9007.3092
| 203 | Baise | 23.9 | 106.6 | 177 | 3901.9401 | 7226.3931
| 204 | Baitag | 46.117 | 91.467 | 1186 | 3044.197 | 5637.8528
| 205 | Bakaly | 55.183 | 53.8 | 125 | 2108.798 | 3905.4938
| 206 | Baker Lake AP | 64.299 | -96.078 | 18.6 | 5100.0967 | 9445.3791
| 207 | Baker Muni AP | 46.35 | -104.267 | 906 | 6098.7022 | 11294.7965
| 208 | Bakhta | 62.467 | 89.017 | 57.1 | 3208.6118 | 5942.349
| 209 | Baku Obs | 40.35 | 49.833 | 5 | 1285.6583 | 2381.0391
| 210 | Balandino Chelyabinsk Intl AP | 55.306 | 61.503 | 234.4 | 2272.1149 | 4207.9567
| 211 | Balasore | 21.517 | 86.933 | 20 | 2874.9752 | 5324.454
| 212 | Balgair AP | -31.083 | 125.65 | 163 | 6140.6646 | 11372.5109
| 213 | Balgo Hill AP | -20.149 | 127.975 | 429 | 6031.0117 | 11169.4338
| 214 | Balguntay | 42.667 | 86.333 | 1753 | 2798.0752 | 5182.0354
| 215 | Balikpapan Sultan Aji Muhammad Sulaiman Intl AP | -1.268 | 116.894 | 3.7 | 4991.5203 | 9244.2957
| 216 | Balkanabat AP | 39.483 | 54.367 | 16 | 1398.2756 | 2589.6065
| 217 | Balkashino | 52.533 | 68.75 | 398 | 2352.0682 | 4356.0303
| 218 | Ballenas Island | 49.35 | -124.16 | 10 | 6329.6555 | 11722.522
| 219 | Ballera AP | -27.417 | 141.817 | 115 | 6888.4564 | 12757.4212
| 220 | Ballesteros Santander AP | 43.429 | -3.831 | 1 | 2276.4816 | 4216.0439
| 221 | Baltiysk | 54.667 | 19.967 | 2 | 2019.7729 | 3740.6194
| 222 | Bam AP | 29.084 | 58.45 | 940 | 1315.5103 | 2436.3251
| 223 | Bamaga Northern Peninsula AP | -10.951 | 142.459 | 10.4 | 6624.0981 | 12267.8297
| 224 | Bamako Senou Intl AP | 12.534 | -7.95 | 380.1 | 2527.8226 | 4681.5274
| 225 | Banaba Island | -0.858 | 169.536 | 66 | 7852.777 | 14543.343
| 226 | Bandaneira AP | -4.217 | 129.905 | 20 | 5779.6489 | 10703.9097
| 227 | Bandar Lampung Radin Inten II AP | -5.242 | 105.179 | 88 | 4449.7854 | 8241.0025
| 228 | Bander Aceh Sultan Iskandarmuda Muda Intl AP | 5.524 | 95.42 | 19.8 | 3646.4767 | 6753.2749
| 229 | Bandung Husein Sastranegara Intl AP | -6.901 | 107.576 | 740 | 4622.1144 | 8560.1559
| 230 | Bangassou | 4.733 | 22.833 | 500 | 1305.5661 | 2417.9085
| 231 | Bangkok Metropolis | 13.733 | 100.567 | 4 | 3753.3207 | 6951.15
| 232 | Bangui M-Poko Intl AP | 4.398 | 18.519 | 368.2 | 1471.9047 | 2725.9674
| 233 | Banjarmasin Syamsudin Noor AP | -3.442 | 114.763 | 20.1 | 4926.4899 | 9123.8594
| 234 | Banjul Intl AP | 13.338 | -16.652 | 29 | 2991.5814 | 5540.4088
| 235 | Bao Loc Blao | 11.467 | 107.8 | 850 | 4198.6206 | 7775.8453
| 236 | Baoqing | 46.317 | 132.183 | 83 | 4705.41 | 8714.4193
| 237 | Barabinsk | 55.333 | 78.367 | 120 | 2729.6211 | 5055.2582
| 238 | Barcaldine PO | -23.55 | 145.283 | 267 | 7011.9083 | 12986.0542
| 239 | Barcelos AP | -0.983 | -62.917 | 18.5 | 5870.7083 | 10872.5517
| 240 | Bareilly AP | 28.422 | 79.451 | 176.8 | 2415.911 | 4474.2672
| 241 | Barinas AP | 8.62 | -70.221 | 203 | 6034.2894 | 11175.504
| 242 | Barkhan | 29.883 | 69.717 | 1098 | 1906.0797 | 3530.0596
| 243 | Barlad | 46.233 | 27.644 | 173 | 1441.5406 | 2669.7333
| 244 | Barranquilla Cortissoz Intl AP | 10.89 | -74.781 | 29.9 | 6216.3278 | 11512.6391
| 245 | Barrow Post Rogers Meml AP | 71.289 | -156.783 | 11.9 | 5130.3679 | 9501.4414
| 246 | Barsakelmes Island | 45.683 | 59.917 | 80 | 1825.3613 | 3380.5691
| 247 | Barshino | 49.683 | 69.517 | 349 | 2280.4604 | 4223.4127
| 248 | Barter Island LRRS AP | 70.133 | -143.633 | 1 | 5221.0397 | 9669.3654
| 249 | Baruun Turuun | 49.65 | 94.4 | 1232 | 3188.5188 | 5905.1369
| 250 | Baruunharaa | 48.917 | 106.067 | 807 | 3642.965 | 6746.7712
| 251 | Basseterre | 17.283 | -62.733 | 9 | 5417.1879 | 10032.632
| 252 | Bata AP | 1.9 | 9.8 | 8 | 1940.6125 | 3594.0144
| 253 | Batagay Alyta | 67.8 | 130.383 | 491.2 | 4254.6123 | 7879.542
| 254 | Batang | 30 | 99.1 | 2589 | 3430.4856 | 6353.2593
| 255 | Baturino | 57.75 | 85.2 | 90 | 2995.9927 | 5548.5785
| 256 | Batz Island | 48.75 | -4.017 | 37 | 2408.1314 | 4459.8594
| 257 | Bawati | 28.333 | 28.867 | 130 | 461.5184 | 854.7321
| 258 | Bay Waveland Yacht Club | 30.325 | -89.327 | 5 | 6282.6466 | 11635.4615
| 259 | Bayadh | 33.667 | 1 | 1347 | 1899.2857 | 3517.4772
| 260 | Bayanaul | 50.8 | 75.7 | 504 | 2520.7908 | 4668.5045
| 261 | Bayanbulag | 46.833 | 98.083 | 2255 | 3320.6307 | 6149.8081
| 262 | Bayanbulak | 43.033 | 84.15 | 2459 | 2706.6037 | 5012.63
| 263 | Bayandelger | 45.733 | 112.367 | 1101 | 3915.6993 | 7251.8752
| 264 | Bayburt | 40.25 | 40.233 | 1584 | 1070.3357 | 1982.2617
| 265 | Baykit AP | 61.667 | 96.367 | 262 | 3390.5629 | 6279.3226
| 266 | Bayramaly | 37.6 | 62.183 | 240 | 1651.8494 | 3059.2252
| 267 | Beartooth Island | 59.207 | -109.691 | 238 | 5578.1651 | 10330.7619
| 268 | Beauceville | 46.205 | -70.785 | 229.2 | 5034.4366 | 9323.7766
| 269 | Beaufort in Water | 34.2 | -76.67 | 10 | 5621.6174 | 10411.2354
| 270 | Beaufort West Met Station | -32.35 | 22.583 | 842 | 3402.5266 | 6301.4793
| 271 | Beauvais AP | 49.446 | 2.127 | 111 | 2218.8866 | 4109.378
| 272 | Beaver Creek AP | 62.417 | -140.867 | 649 | 5681.3058 | 10521.7784
| 273 | Bec de Laigle | 43.183 | 5.583 | 315 | 1897.2318 | 3513.6732
| 274 | Beijing Capital Intl AP | 40.08 | 116.585 | 35.4 | 4161.1259 | 7706.4052
| 275 | Beira AP | -19.796 | 34.908 | 10.1 | 2572.3606 | 4764.0118
| 276 | Beirut Hariri Intl AP | 33.821 | 35.488 | 26.5 | 650.9305 | 1205.5232
| 277 | Bekhtery | 46.243 | 32.283 | 7 | 1403.3079 | 2598.9262
| 278 | Beklemishevo | 52.117 | 112.667 | 968 | 3882.2249 | 7189.8806
| 279 | Belaya Gora AP | 68.55 | 146.217 | 41 | 4568.432 | 8460.736
| 280 | Belem Val de Cans Intl AP | -1.379 | -48.476 | 16.5 | 5081.467 | 9410.8769
| 281 | Belgrade | 44.8 | 20.467 | 132 | 1492.228 | 2763.6063
| 282 | Belgrano II Stn | -77.874 | -34.627 | 202 | 6512.1857 | 12060.568
| 283 | Belize City Goldson Intl AP | 17.539 | -88.308 | 4.6 | 6693.5978 | 12396.543
| 284 | Belize City Muni AP | 17.517 | -88.2 | 1 | 6689.2272 | 12388.4488
| 285 | Bellshill AgCM | 52.582 | -111.465 | 721 | 5948.7456 | 11017.0768
| 286 | Belogorye | 61.05 | 68.633 | 28 | 2676.5664 | 4957.0009
| 287 | Beloyarsky | 63.717 | 66.7 | 61 | 2753.0823 | 5098.7084
| 288 | Benbecula AP-Outer Hebrides | 57.481 | -7.363 | 5.8 | 2762.7977 | 5116.7013
| 289 | Benghazi Benigna Intl AP | 32.097 | 20.269 | 132 | 955.0933 | 1768.8328
| 290 | Bengkulu Fatmawati Soekarno AP | -3.864 | 102.339 | 15.2 | 4260.5356 | 7890.5119
| 291 | Beni Abbes | 30.133 | -2.167 | 505 | 2034.2979 | 3767.5196
| 292 | Benjamin Constant | -4.383 | -70.033 | 65 | 6343.7598 | 11748.6431
| 293 | Bennington Morse State AP | 42.891 | -73.247 | 252.1 | 5220.9556 | 9669.2098
| 294 | Berau Kalimarau AP | 2.155 | 117.432 | 18 | 4940.3933 | 9149.6084
| 295 | Berberati AP | 4.222 | 15.786 | 588 | 1587.4192 | 2939.9003
| 296 | Berdigestyakh | 62.267 | 127.067 | 231.4 | 4250.0226 | 7871.0419
| 297 | Berdyansk | 46.753 | 36.783 | 2 | 1430.3388 | 2648.9875
| 298 | Berdyuzhye | 55.8 | 68.317 | 129 | 2460.0978 | 4556.1011
| 299 | Berens River CS | 52.35 | -97.033 | 222 | 5640.9702 | 10447.0768
| 300 | Berlevag AP | 70.871 | 29.035 | 12.8 | 2884.9765 | 5342.9764
| 301 | Berlin Dahlem | 52.454 | 13.302 | 80 | 2031.5042 | 3762.3458
| 302 | Bern Zollikofen | 46.991 | 7.464 | 554.6 | 1959.308 | 3628.6385
| 303 | Beru Island AP | -1.35 | 176 | 3 | 8199.6526 | 15185.7566
| 304 | Besalampy AP | -16.742 | 44.481 | 38.1 | 2452.9329 | 4542.8318
| 305 | Bestobe | 52.5 | 73.1 | 168 | 2484.016 | 4600.3976
| 306 | Bestyahsky Farm | 65.3 | 124.117 | 73.3 | 4138.0257 | 7663.6235
| 307 | Bethal | -26.467 | 29.45 | 838 | 2990.7971 | 5538.9563
| 308 | Betpak Dala Steppe | 46 | 70 | 325 | 2188.0806 | 4052.3253
| 309 | Beya | 53.05 | 90.917 | 469 | 3096.2965 | 5734.3411
| 310 | Bezenchuk | 52.983 | 49.433 | 46 | 1919.3037 | 3554.5504
| 311 | Bezhetsk | 57.8 | 36.7 | 147 | 2093.0388 | 3876.3079
| 312 | Bhamo | 24.267 | 97.2 | 113 | 3395.9563 | 6289.311
| 313 | Bhuj | 23.288 | 69.67 | 81.7 | 1911.6266 | 3540.3326
| 314 | Biak Frans Kaisiepo Intl AP | -1.19 | 136.108 | 14 | 6051.9475 | 11208.2067
| 315 | Bida AP | 9.1 | 6.017 | 143 | 1865.2043 | 3454.3583
| 316 | Big Delta Ft Greely Allen AAF | 64 | -145.733 | 389.2 | 5589.8713 | 10352.4417
| 317 | Big Diomede Island Diomede Islands | 65.783 | -169.083 | 395 | 5369.6175 | 9944.5315
| 318 | Big Trout Lake AP | 53.816 | -89.892 | 224.1 | 5394.1666 | 9989.9965
| 319 | Bikaner | 28 | 73.3 | 224 | 2091.007 | 3872.5449
| 320 | Bilibino | 68.05 | 166.45 | 279.5 | 4944.5768 | 9157.3562
| 321 | Billings Cape | 69.869 | 175.845 | 3 | 4991.252 | 9243.7987
| 322 | Billings Logan Intl AP | 45.807 | -108.542 | 1088 | 6229.924 | 11537.8193
| 323 | Bilma | 18.683 | 12.917 | 357 | 1265.971 | 2344.5783
| 324 | Bima Sultan Muhammad Salahuddin AP | -8.54 | 118.687 | 22 | 5264.7259 | 9750.2725
| 325 | Bir Moghrein AP | 25.237 | -11.589 | 363.9 | 2546.7445 | 4716.5708
| 326 | Birao | 10.283 | 22.783 | 464 | 1037.5762 | 1921.5912
| 327 | Birata | 40.467 | 62.283 | 142 | 1733.3995 | 3210.2558
| 328 | Bird Intl AP | 17.137 | -61.793 | 18.9 | 5371.4831 | 9947.9868
| 329 | Bird Island | -54 | -38.05 | 2 | 5957.377 | 11033.0622
| 330 | Birdsville AP | -25.898 | 139.348 | 47.9 | 6736.6905 | 12476.3508
| 331 | Birjand Intl AP | 32.898 | 59.266 | 1509.4 | 1414.5238 | 2619.6981
| 332 | Birsk | 55.417 | 55.533 | 186 | 2152.3605 | 3986.1716
| 333 | Biser | 58.517 | 58.85 | 463 | 2367.3688 | 4384.3671
| 334 | Bisha AP | 19.984 | 42.621 | 1184.8 | 463.0726 | 857.6104
| 335 | Bishkek | 42.85 | 74.533 | 760 | 2294.0953 | 4248.6645
| 336 | Bishoftu Harar Meda AP | 8.733 | 39 | 1876 | 887.995 | 1644.5667
| 337 | Bissau Vieira Intl AP | 11.895 | -15.654 | 39.3 | 2965.524 | 5492.1504
| 338 | Bitam AP | 2.076 | 11.493 | 600.2 | 1859.6719 | 3444.1124
| 339 | Bitung | 1.442 | 125.185 | 12 | 5386.0326 | 9974.9323
| 340 | Biysk Zonalnoye | 52.667 | 84.917 | 225 | 2880.5348 | 5334.7504
| 341 | Bjornoya Island | 74.499 | 18.991 | 18 | 3137.2533 | 5810.1932
| 342 | Blackburne Plymouth | 16.75 | -62.167 | 12 | 5400.5847 | 10001.8829
| 343 | Blanding Muni AP | 37.583 | -109.483 | 1789 | 6661.1189 | 12336.3922
| 344 | Bloemfontein City | -29.117 | 26.183 | 1406 | 3173.8899 | 5878.0441
| 345 | Bluefields Intl AP | 11.991 | -83.774 | 6.1 | 6649.3584 | 12314.6118
| 346 | Blythe AP | 33.619 | -114.714 | 120.4 | 7000.1532 | 12964.2837
| 347 | Bobo Dioulasso AP | 11.16 | -4.331 | 460.6 | 2360.4247 | 4371.5065
| 348 | Bodaybo | 57.85 | 114.2 | 278 | 3907.0424 | 7235.8425
| 349 | Bodo AGDM | 52.124 | -110.101 | 687 | 5945.9517 | 11011.9025
| 350 | Bogor Citeko | -6.7 | 106.933 | 0 | 4582.2905 | 8486.4021
| 351 | Bogota Eldorado Intl AP | 4.702 | -74.147 | 2548.4 | 6347.1723 | 11754.9631
| 352 | Boguchany | 58.383 | 97.45 | 133 | 3379.5398 | 6258.9076
| 353 | Bohapcha | 62.1 | 150.683 | 348.8 | 4861.0079 | 9002.5866
| 354 | Bokoro | 12.383 | 17.05 | 301 | 1207.9176 | 2237.0633
| 355 | Bokovskaya | 49.217 | 41.833 | 91 | 1608.8079 | 2979.5123
| 356 | Bolama | 11.583 | -15.483 | 20 | 2962.6077 | 5486.7495
| 357 | Bolivar AP | -36.2 | -61.067 | 94 | 6492.5362 | 12024.1771
| 358 | Bolotnoye | 55.667 | 84.4 | 193 | 2924.8725 | 5416.8639
| 359 | Bolshe Narymskoye AP | 49.2 | 84.517 | 401 | 2804.8584 | 5194.5977
| 360 | Bolsherechye | 56.1 | 74.633 | 77 | 2642.8882 | 4894.6289
| 361 | Bolshoy Porog | 65.633 | 90.017 | 65 | 3305.5248 | 6121.832
| 362 | Bolshoye Savino AP | 57.915 | 56.021 | 123.1 | 2287.1484 | 4235.7988
| 363 | Bolvansky Cape | 70.447 | 59.091 | 12.2 | 2975.3593 | 5510.3654
| 364 | Bomnak AP | 54.717 | 128.867 | 364 | 4421.1814 | 8188.0279
| 365 | Bonaire Flamingo Intl AP | 12.131 | -68.269 | 6.1 | 5839.3638 | 10814.5018
| 366 | Bonaire Flamingo Intl AP | 12.131 | -68.269 | 6.1 | 5839.3638 | 10814.5018
| 367 | Bonaire Flamingo Intl AP | 12.131 | -68.269 | 6.1 | 5839.3638 | 10814.5018
| 368 | Bondoukou | 8.05 | -2.783 | 370 | 2355.5952 | 4362.5623
| 369 | Bonriki Intl AP | 1.382 | 173.147 | 2.7 | 7966.2498 | 14753.4946
| 370 | Bonriki Intl AP | 1.382 | 173.147 | 2.7 | 7966.2498 | 14753.4946
| 371 | Bora Bora Moto Mute AP | -16.433 | -151.75 | 3 | 10270.2868 | 19020.5712
| 372 | Border | 55.33 | -63.22 | 479 | 4551.9429 | 8430.1983
| 373 | Bordj Mokhtar AP | 21.333 | 0.95 | 399 | 1893.85 | 3507.4102
| 374 | Borg Arab Intl AP | 30.918 | 29.696 | 53.9 | 554.0928 | 1026.1798
| 375 | Borkovskaya | 65.233 | 49.583 | 155 | 2601.5367 | 4818.0461
| 376 | Borma AP | 31.704 | 9.255 | 252.1 | 1466.103 | 2715.2228
| 377 | Boromo | 11.75 | -2.933 | 271 | 2270.7632 | 4205.4534
| 378 | Borongan AP | 11.674 | 125.478 | 4 | 5163.072 | 9562.0094
| 379 | Borovichi | 58.417 | 33.9 | 89 | 2129.3506 | 3943.5573
| 380 | Boscobel AP | 43.156 | -90.678 | 205 | 5839.1452 | 10814.097
| 381 | Bossembele AP | 5.267 | 17.633 | 674 | 1466.4853 | 2715.9308
| 382 | Bouake AP | 7.739 | -5.074 | 374.9 | 2485.9849 | 4604.044
| 383 | Bouar AP | 5.967 | 15.633 | 1020 | 1518.7166 | 2812.6631
| 384 | Bougouni | 11.417 | -7.5 | 351 | 2527.401 | 4680.7467
| 385 | Boulia AP | -22.917 | 139.9 | 158 | 6715.523 | 12437.1485
| 386 | Boulmer | 55.424 | -1.603 | 21.3 | 2535.1094 | 4695.0225
| 387 | Bourke AP | -30.033 | 145.95 | 108 | 7135.8303 | 13215.5577
| 388 | Boutilimit AP | 17.533 | -14.683 | 75 | 2807.9405 | 5200.3058
| 389 | Bouvet.Island | -54.433 | 3.4 | 42 | 4932.2112 | 9134.4551
| 390 | Boxian | 33.791 | 115.735 | 40.3 | 4213.1672 | 7802.7856
| 391 | Bozeman Yellowstone Intl AP-Gallatin Field | 45.788 | -111.161 | 1349.4 | 6290.8585 | 11650.67
| 392 | Bramon Lighthouse | 62.221 | 17.743 | 17.7 | 2460.7744 | 4557.3543
| 393 | Brasilia | -15.789 | -47.926 | 1161 | 5400.1305 | 10001.0417
| 394 | Bratislava Loliba | 48.167 | 17.117 | 163.1 | 1737.4922 | 3217.8356
| 395 | Bratyev Cape | 59.1 | 153.333 | 12.9 | 5026.8667 | 9309.7571
| 396 | Brazzaville Maya Maya Intl AP | -4.252 | 15.253 | 319.4 | 2006.5172 | 3716.0699
| 397 | Brazzaville Maya Maya Intl AP | -4.252 | 15.253 | 319.4 | 2006.5172 | 3716.0699
| 398 | Brno Turany | 49.151 | 16.694 | 237.1 | 1795.3472 | 3324.9831
| 399 | Broken Hill AP | -32 | 141.467 | 282 | 6934.108 | 12841.968
| 400 | Brologyakhatat | 61.283 | 128.933 | 118 | 4315.7045 | 7992.6848
| 401 | Broomfield Rocky Mountain Metro AP | 39.905 | -105.111 | 1728 | 6427.0645 | 11902.9234
| 402 | Browse Island AP | -14.112 | 123.547 | 0 | 5660.0159 | 10482.3495
| 403 | BRP | 51.501 | -1.798 | 182 | 2411.8266 | 4466.7029
| 404 | Brunette Downs AP | -18.65 | 135.95 | 219 | 6425.1851 | 11899.4429
| 405 | Brunt AWS-Halley Research Stn | -75.606 | -26.207 | 33 | 6344.9507 | 11750.8487
| 406 | Bucharest | 44.412 | 26.094 | 83.5 | 1359.8451 | 2518.4331
| 407 | Buckeye Muni AP | 33.42 | -112.686 | 311.2 | 6956.1629 | 12882.8136
| 408 | Budapest Met Center | 47.517 | 19.033 | 129 | 1661.5612 | 3077.2113
| 409 | Buenos Aires Newbery Intl AP | -34.559 | -58.416 | 5.5 | 6339.8108 | 11741.3296
| 410 | Buffalo | 45.6 | -103.55 | 915 | 6115.6567 | 11326.1963
| 411 | Buffalo Narrows AP | 55.841 | -108.421 | 440.1 | 5726.018 | 10604.5853
| 412 | Buffalo Niagara Intl AP | 42.941 | -78.719 | 218.2 | 5426.462 | 10049.8075
| 413 | Bugrino Kolguyev Island | 68.783 | 49.3 | 7 | 2801.153 | 5187.7353
| 414 | Bugt | 42.333 | 120.7 | 401 | 4309.1099 | 7980.4716
| 415 | Bugt | 48.767 | 121.917 | 739 | 4264.3199 | 7897.5205
| 416 | Buhta Gavriila | 62.417 | 179.133 | 7 | 5406.5023 | 10012.8423
| 417 | Bujumbura Intl AP | -3.324 | 29.319 | 787 | 1616.9664 | 2994.6217
| 418 | Bukhara AP | 39.775 | 64.483 | 228.9 | 1804.5668 | 3342.0577
| 419 | Bukoba AP | -1.333 | 31.817 | 1137 | 1474.4138 | 2730.6144
| 420 | Bulawayo Goetz Observatory | -20.15 | 28.617 | 1344 | 2620.4971 | 4853.1607
| 421 | Bulman | -13.667 | 134.333 | 105 | 6235.0366 | 11547.2879
| 422 | Bulun Kul | 37.7 | 72.95 | 3744 | 2138.8697 | 3961.1867
| 423 | Buoy Donegal Bay | 55 | -10 | 4.5 | 2770.928 | 5131.7586
| 424 | Buoy West Coast | 53.056 | -15.924 | 3 | 2922.5303 | 5412.526
| 425 | Buraimi | 24.233 | 55.783 | 299 | 1145.9329 | 2122.2677
| 426 | Burns Federal Bldg | 43.583 | -119.05 | 1262.2 | 6568.5579 | 12164.9693
| 427 | Bursa | 40.183 | 29.067 | 100 | 1075.8699 | 1992.5111
| 428 | Burwash AP | 61.371 | -139.04 | 805.3 | 5739.7583 | 10630.0324
| 429 | Bust AP | 31.55 | 64.367 | 780 | 1644.9364 | 3046.4223
| 430 | Butler Island AWS | -72.206 | -60.17 | 91 | 6817.0749 | 12625.2228
| 431 | Butte Mooney AP | 45.965 | -112.501 | 1678.2 | 6310.9905 | 11687.9544
| 432 | Buy | 58.483 | 41.533 | 103 | 2151.259 | 3984.1317
| 433 | Byron Bay AP | 68.75 | -109.067 | 92 | 5085.3671 | 9418.0999
| 434 | Ca Mau | 9.183 | 105.15 | 2 | 4100.9992 | 7595.0505
| 435 | Caazapa | -26.183 | -56.367 | 140 | 6075.4184 | 11251.6749
| 436 | Cabo Frio | -22.976 | -42.021 | 5.5 | 5279.3884 | 9777.4274
| 437 | Cabral Intl AP-Sal Island | 16.741 | -22.949 | 53.9 | 3277.4179 | 6069.7779
| 438 | Caceres | -16.05 | -57.683 | 118 | 5926.2445 | 10975.4048
| 439 | Caceres | 39.471 | -6.339 | 391 | 2318.0642 | 4293.0549
| 440 | Caia AP | -17.833 | 35.333 | 45 | 2454.4421 | 4545.6268
| 441 | Cairns Intl AP | -16.886 | 145.755 | 3 | 6923.8099 | 12822.896
| 442 | Cairo Rgnl AP | 37.064 | -89.219 | 98 | 6024.4615 | 11157.3028
| 443 | Cajamarca Iglesias AP | -7.139 | -78.489 | 2676.4 | 6874.3867 | 12731.3642
| 444 | Calama El Loa AP | -22.5 | -68.9 | 2320 | 6655.1741 | 12325.3825
| 445 | Calamita Mtn | 42.731 | 10.396 | 397 | 1705.2427 | 3158.1095
| 446 | Calicut Intl AP | 11.133 | 75.95 | 100 | 2449.1777 | 4535.8772
| 447 | Cam Four | 68.437 | -89.726 | 328 | 4819.0098 | 8924.8062
| 448 | Camden Harrell Field | 33.623 | -92.763 | 39.6 | 6290.7077 | 11650.3907
| 449 | Camejo Intl AP | 11.781 | -70.151 | 22.9 | 5948.2171 | 11016.098
| 450 | Cameron Falls | 49.154 | -88.345 | 232.6 | 5531.4309 | 10244.2101
| 451 | Cameta | -2.25 | -49.5 | 23.5 | 5158.6617 | 9553.8414
| 452 | Camooweal AP | -19.917 | 138.117 | 232 | 6566.0733 | 12160.3677
| 453 | Campbell Island | -52.55 | 169.15 | 19 | 8080.3882 | 14964.879
| 454 | Campbeltown AP | 55.437 | -5.686 | 10 | 2652.5501 | 4912.5228
| 455 | Campeche Ignacio | 19.833 | -90.517 | 9 | 6716.696 | 12439.3211
| 456 | Campina Grande Suassuna AP | -7.27 | -35.896 | 501.7 | 4541.5944 | 8411.0328
| 457 | Canaan Scarborough Robinson Intl AP | 11.15 | -60.833 | 11 | 5465.5447 | 10122.1887
| 458 | Canarana | -13.5 | -52.5 | 430 | 5589.4195 | 10351.6049
| 459 | Canberra Intl AP | -35.307 | 149.195 | 574.9 | 7348.4644 | 13609.3562
| 460 | Cancun Intl AP | 21.037 | -86.877 | 6.1 | 6507.6787 | 12052.2209
| 461 | Cantarranas | 21.917 | -80.167 | 42 | 6164.0922 | 11415.8987
| 462 | Cap Madeleine | 49.251 | -65.325 | 29 | 4757.2252 | 8810.3811
| 463 | Cap Skirring AP | 12.41 | -16.746 | 15.8 | 3015.2663 | 5584.2733
| 464 | Cape Agulhas | -34.833 | 20.017 | 14 | 3579.7327 | 6629.665
| 465 | Cape Bellavista | 39.931 | 9.713 | 150 | 1637.9018 | 3033.3942
| 466 | Cape Borda Lighthouse | -35.753 | 136.594 | 138 | 6746.2597 | 12494.073
| 467 | Cape Camarat | 43.2 | 6.682 | 7 | 1856.4714 | 3438.1851
| 468 | Cape Campbell AF | -41.733 | 174.2 | 5 | 8491.3395 | 15725.9607
| 469 | Cape Cavallo | 42.511 | 8.676 | 266 | 1760.1378 | 3259.7753
| 470 | Cape Cherniy | 68.369 | 38.642 | 39 | 2730.3259 | 5056.5636
| 471 | Cape Columbine | -32.833 | 17.85 | 67 | 3497.1947 | 6476.8046
| 472 | Cape Don | -11.317 | 131.767 | 20 | 6043.5803 | 11192.7106
| 473 | Cape Dorset AP | 64.23 | -76.525 | 48.2 | 4698.4967 | 8701.6158
| 474 | Cape Dyer | 66.65 | -61.383 | 725.1 | 4294.5341 | 7953.4771
| 475 | Cape Flattery AP | -14.967 | 145.317 | 19 | 6863.3455 | 12710.9158
| 476 | Cape Frasca | 39.741 | 8.459 | 95 | 1682.45 | 3115.8975
| 477 | Cape Hooper | 68.467 | -66.783 | 390 | 4380.2868 | 8112.2911
| 478 | Cape Kakkiviak | 59.985 | -64.165 | 551.1 | 4486.0298 | 8308.1273
| 479 | Cape Mercy | 64.958 | -63.578 | 582.6 | 4375.1768 | 8102.8274
| 480 | Cape Morris Jesup | 83.588 | -33.296 | 4 | 3892.9627 | 7209.767
| 481 | Cape Naturaliste Lighthouse | -33.537 | 115.019 | 111 | 5695.4394 | 10547.9538
| 482 | Cape Nelson Lighthouse | -38.422 | 141.541 | 47 | 7009.9809 | 12982.4846
| 483 | Cape Palinuro | 40.025 | 15.28 | 185 | 1431.5991 | 2651.3216
| 484 | Cape Parry AP | 70.167 | -124.717 | 86.6 | 5152.4675 | 9542.3698
| 485 | Cape Peel West | 69.036 | -107.823 | 165.3 | 5056.1871 | 9364.0584
| 486 | Cape Point | -34.357 | 18.497 | 238 | 3574.1501 | 6619.326
| 487 | Cape Race | 46.66 | -53.076 | 27 | 4340.8665 | 8039.2848
| 488 | Cape Romanzoff LRRS AP | 61.783 | -166.033 | 146 | 5623.0825 | 10413.9488
| 489 | Cape Spencer CGH | 58.199 | -136.643 | 27.1 | 5920.7253 | 10965.1833
| 490 | Cape St James AP | 51.936 | -131.016 | 89.4 | 6255.2707 | 11584.7612
| 491 | Cape Tapaga | -14.05 | -171.45 | 46 | 9221.9897 | 17079.125
| 492 | Cape Town Molteno Reservior | -33.933 | 18.417 | 97 | 3551.0917 | 6576.6218
| 493 | Cape Young AP | 68.933 | -116.917 | 16 | 5159.1157 | 9554.6823
| 494 | Caracarai AP | 1.833 | -61.133 | 95 | 5705.4972 | 10566.5809
| 495 | Caracas Miranda AB | 10.485 | -66.844 | 856 | 5805.4537 | 10751.7002
| 496 | Caratinga | -19.8 | -42.15 | 616.5 | 5202.0032 | 9634.1099
| 497 | Carcassonne AP | 43.215 | 2.296 | 127 | 2024.9974 | 3750.2952
| 498 | Carmacks CS | 62.115 | -136.192 | 542.9 | 5685.7426 | 10529.9953
| 499 | Carnegie Stn AP | -25.783 | 122.967 | 449 | 5895.3104 | 10918.1149
| 500 | Casablanca Havana | 23.167 | -82.35 | 50 | 6226.9114 | 11532.2399
| 501 | Casablanca Mohammed Intl AP | 33.367 | -7.59 | 199.9 | 2323.6523 | 4303.404
| 502 | Casey Research Stn Wilkes Land | -66.282 | 110.527 | 42 | 6334.0154 | 11730.5965
| 503 | Casper Natrona County Intl AP | 42.898 | -106.474 | 1619.4 | 6321.113 | 11706.7013
| 504 | Castellon Almazora | 39.957 | -0.072 | 43.5 | 2047.5117 | 3791.9917
| 505 | Castelo Branco | 39.839 | -7.479 | 386.8 | 2374.3569 | 4397.309
| 506 | Castillo Galeras | 37.583 | -1 | 217 | 2047.1621 | 3791.3442
| 507 | Castlegar West Kootenay Rgnl AP | 49.296 | -117.633 | 495 | 6233.4002 | 11544.2571
| 508 | Castries | 14.033 | -61.017 | 55 | 5405.7583 | 10011.4644
| 509 | Catacamas | 14.9 | -85.933 | 442 | 6666.1076 | 12345.6312
| 510 | Catamarca AP | -28.596 | -65.752 | 463.9 | 6596.3409 | 12216.4234
| 511 | Cataratas del Iguazu Intl AP | -25.737 | -54.473 | 279.2 | 5970.2005 | 11056.8113
| 512 | Cathedral Point | 52.188 | -127.471 | 25.7 | 6206.9444 | 11495.2611
| 513 | Cato Island | -23.25 | 155.533 | 7 | 7557.0596 | 13995.6744
| 514 | Cavite Sangley Point AB | 14.5 | 120.9 | 4 | 4850.857 | 8983.7872
| 515 | Cayenne Eboue Intl AP | 4.82 | -52.36 | 7.9 | 5150.8506 | 9539.3752
| 516 | Cayenne Eboue Intl AP | 4.82 | -52.36 | 7.9 | 5150.8506 | 9539.3752
| 517 | Ceduna AP | -32.133 | 133.7 | 16 | 6552.3002 | 12134.8599
| 518 | Celje | 46.237 | 15.226 | 243.6 | 1694.7773 | 3138.7276
| 519 | Celle AP | 52.596 | 10.029 | 52.6 | 2115.0822 | 3917.1323
| 520 | Central Arnhem Plateau | -13.333 | 133.083 | 416 | 6159.6233 | 11407.6223
| 521 | Cevio | 46.321 | 8.603 | 422.4 | 1897.4765 | 3514.1264
| 522 | CFB Alert | 82.5 | -62.333 | 65.4 | 4096.781 | 7587.2385
| 523 | CGS Isle of Shoals Lighthouse | 42.967 | -70.623 | 1 | 5116.872 | 9476.4469
| 524 | CGS Jonesport | 44.528 | -67.616 | 0 | 4958.3544 | 9182.8723
| 525 | CGS Manasquan Inlet | 40.116 | -74.034 | 1 | 5333.2556 | 9877.1893
| 526 | Chabahar | 25.283 | 60.617 | 8 | 1409.6547 | 2610.6805
| 527 | Chadron Muni AP | 42.837 | -103.098 | 1005 | 6232.7473 | 11543.0479
| 528 | Chaingda | 62.283 | 119.85 | 308.2 | 4051.1166 | 7502.668
| 529 | Chakhcharan AP | 34.533 | 65.267 | 2250.3 | 1730.1303 | 3204.2013
| 530 | Chanaral AP | -26.333 | -70.607 | 29.6 | 6809.1518 | 12610.5492
| 531 | Chandalar Lake AP | 67.5 | -148.483 | 585 | 5377.3685 | 9958.8864
| 532 | Changalane | -26.283 | 32.183 | 104 | 2966.8005 | 5494.5146
| 533 | Changjin up AFB | 40.367 | 127.25 | 1080 | 4626.2047 | 8567.7311
| 534 | Channel Point | -13.167 | 130.117 | 4 | 5994.2999 | 11101.4434
| 535 | Chany | 55.3 | 76.75 | 111 | 2679.986 | 4963.3341
| 536 | Chapais | 49.822 | -74.975 | 381.1 | 5079.7106 | 9407.624
| 537 | Charles City Northeast Iowa Rgnl AP | 43.073 | -92.611 | 343 | 5905.6814 | 10937.322
| 538 | Charolais AP | 46.408 | 4.016 | 242 | 2055.3459 | 3806.5006
| 539 | Charters Towers AP | -20.033 | 146.267 | 292 | 7007.6314 | 12978.1333
| 540 | Chatham Islands | -43.95 | -176.567 | 49 | 8817.8938 | 16330.7393
| 541 | Chaun | 68.883 | 170.783 | 4.7 | 4971.7661 | 9207.7108
| 542 | Chaybukha | 61.95 | 160.417 | 1 | 5085.5182 | 9418.3797
| 543 | Chayvo | 52.367 | 143.183 | 6 | 4946.6429 | 9161.1827
| 544 | Cheboksary AP | 56.083 | 47.333 | 163 | 2062.1157 | 3819.0383
| 545 | Chemurnaut | 60.733 | 163.017 | 14 | 5190.1669 | 9612.1891
| 546 | Cheng Xian | 33.75 | 105.75 | 1128 | 3726.8793 | 6902.1805
| 547 | Chepes | -31.333 | -66.6 | 658 | 6682.6801 | 12376.3236
| 548 | Cherkasy AP | 49.409 | 32.003 | 107 | 1593.7066 | 2951.5447
| 549 | Chernyshevsky | 63.033 | 112.483 | 422 | 3845.554 | 7121.9661
| 550 | Cherokee County Rgnl AP | 42.733 | -95.556 | 374 | 6013.6179 | 11137.2203
| 551 | Chertkovo | 49.383 | 40.167 | 145 | 1604.5818 | 2971.6854
| 552 | Chervyanka | 57.65 | 99.533 | 220.5 | 3437.433 | 6366.1259
| 553 | Chesterfield Inlet AP | 63.35 | -90.731 | 11 | 5036.6289 | 9327.8367
| 554 | Chetwynd AP | 55.687 | -121.627 | 609.6 | 5940.7082 | 11002.1917
| 555 | Chetyrehstolbovoy Island | 70.632 | 162.466 | 41 | 4776.1191 | 8845.3726
| 556 | Cheung Chau | 22.201 | 114.027 | 79 | 4324.6574 | 8009.2655
| 557 | Chignik AP | 56.311 | -158.373 | 6 | 6003.692 | 11118.8376
| 558 | Chihuahua | 28.633 | -106.083 | 1433 | 6983.9966 | 12934.3617
| 559 | Chillan OHiggins AP | -36.582 | -72.031 | 150.9 | 7014.6872 | 12991.2006
| 560 | Chillicothe Litton Agri Science Learning Center | 39.821 | -93.576 | 234 | 6070.2023 | 11242.0147
| 561 | Chilpancingo | 17.55 | -99.5 | 1265 | 7202.3123 | 13338.6825
| 562 | Chimoio AP | -19.151 | 33.429 | 697.1 | 2535.2626 | 4695.3063
| 563 | China Bay Trincomalee AP | 8.539 | 81.182 | 1.8 | 2795.338 | 5176.966
| 564 | Chinandega AP | 12.633 | -87.133 | 53 | 6797.9901 | 12589.8777
| 565 | Chipata AP | -13.55 | 32.583 | 1032 | 2201.5241 | 4077.2227
| 566 | Chirimba | 59.717 | 93.433 | 454 | 3277.0811 | 6069.1541
| 567 | Chisinau | 47.003 | 28.917 | 173 | 1472.3954 | 2726.8762
| 568 | Chitradurga | 14.233 | 76.433 | 733 | 2409.8144 | 4462.9763
| 569 | Chlef Intl AP | 36.213 | 1.332 | 141.1 | 1917.5563 | 3551.3143
| 570 | Choir | 46.45 | 108.217 | 1286 | 3738.9377 | 6924.5126
| 571 | Choiseul Bay AP | -6.712 | 156.396 | 3 | 7300.703 | 13520.9019
| 572 | Choix | 26.733 | -108.283 | 238 | 7146.6053 | 13235.513
| 573 | Chokurdakh AP | 70.617 | 147.883 | 61 | 4540.1987 | 8408.448
| 574 | Choma | -16.833 | 27.067 | 1278 | 2439.2383 | 4517.4694
| 575 | Christmas Island AP | -10.451 | 105.69 | 279.2 | 4615.8404 | 8548.5364
| 576 | Chulym | 55.1 | 80.967 | 140 | 2803.6548 | 5192.3688
| 577 | Churapcha | 62.033 | 132.6 | 186 | 4403.5421 | 8155.36
| 578 | Churchill AP | 58.739 | -94.066 | 29.3 | 5296.1392 | 9808.4498
| 579 | Chuuk Intl AP | 7.458 | 151.841 | 8 | 6683.0732 | 12377.0516
| 580 | Ciclayo Intl AP | -6.787 | -79.828 | 29.6 | 6940.3882 | 12853.5989
| 581 | Cilacap | -7.733 | 109.017 | 6 | 4721.189 | 8743.642
| 582 | Cirik Rabat | 44.067 | 62.9 | 88 | 1869.2368 | 3461.8266
| 583 | Ciudad Bolivar de Heres AP | 8.122 | -63.537 | 60 | 5685.7236 | 10529.9602
| 584 | Ciudad Guatemala La Aurora Intl AP | 14.583 | -90.527 | 1509.4 | 6899.6794 | 12778.2062
| 585 | Ciudad Juarez Gonzalez Intl AP | 31.636 | -106.429 | 1189.9 | 6856.2138 | 12697.7079
| 586 | Ciudad Obregon Intl AP | 27.393 | -109.833 | 62.5 | 7166.7082 | 13272.7435
| 587 | Ciudad Victoria | 23.733 | -99.133 | 355 | 6938.5662 | 12850.2247
| 588 | Clayton Muni AF | 36.45 | -103.15 | 1515 | 6529.2673 | 12092.203
| 589 | Clemson Univ Edisto Research Center | 33.355 | -81.328 | 96.6 | 5845.3457 | 10825.5802
| 590 | Clermont AP | -22.783 | 147.617 | 272 | 7124.7887 | 13195.1087
| 591 | Clinton | 51.145 | -121.505 | 1056.7 | 6192.3902 | 11468.3067
| 592 | Clinton Point AP | 69.583 | -120.75 | 101 | 5156.6486 | 9550.1132
| 593 | Cloncurry AP | -20.667 | 140.5 | 187 | 6707.7689 | 12422.788
| 594 | Clut Lake | 65.6 | -117.769 | 198 | 5348.6583 | 9905.7152
| 595 | Clyde River AP | 70.486 | -68.517 | 26.5 | 4373.2554 | 8099.269
| 596 | Coatzacoalcos | 18.133 | -94.417 | 22 | 6955.1571 | 12880.9509
| 597 | Cobija Arab AP | -11.04 | -68.783 | 271.9 | 6423.2031 | 11895.7721
| 598 | Cochabamba Wilsterman Intl AP | -17.421 | -66.177 | 2548.1 | 6412.9791 | 11876.8374
| 599 | Cochrane AP | -47.244 | -72.588 | 196 | 7117.1036 | 13180.8759
| 600 | Cockburn Harbour Turks Island | 21.45 | -71.15 | 10 | 5738.7837 | 10628.2273
| 601 | Coco Island AP | 14.117 | 93.367 | 3 | 3348.0754 | 6200.6356
| 602 | Cocos Islands AP | -12.188 | 96.834 | 3 | 4206.7871 | 7790.9698
| 603 | Codajas | -3.833 | -62.083 | 49 | 5891.2091 | 10910.5193
| 604 | Coen AP | -13.767 | 143.117 | 160 | 6718.6374 | 12442.9164
| 605 | Coeroenie AP | 3.367 | -57.333 | 165 | 5459.458 | 10110.9163
| 606 | Coffeyville Muni AP | 37.1 | -95.567 | 230 | 6250.6344 | 11576.175
| 607 | Coles Point | -34.383 | 135.367 | 29 | 6668.2007 | 12349.5076
| 608 | Colima AP | 19.277 | -103.577 | 751.9 | 7303.2252 | 13525.5731
| 609 | Collins Bay | 58.183 | -103.7 | 492 | 5521.8444 | 10226.4558
| 610 | Colombo | 6.9 | 79.867 | 7 | 2765.1205 | 5121.0032
| 611 | Colombo | 6.9 | 79.867 | 7 | 2765.1205 | 5121.0032
| 612 | Colonel Hill Church Grove Crooked Island | 22.75 | -74.233 | 29 | 5853.5472 | 10840.7694
| 613 | Columbus Rickenbacker ANGB | 39.817 | -82.933 | 227 | 5688.9325 | 10535.9029
| 614 | Colville Lake AP | 67.033 | -126.067 | 259 | 5340.7524 | 9891.0734
| 615 | Comayagua Soto Cano AB | 14.382 | -87.621 | 628.2 | 6765.5792 | 12529.8527
| 616 | Con Son Island | 8.683 | 106.6 | 9 | 4192.1329 | 7763.8302
| 617 | Conakry AP | 9.577 | -13.612 | 21.9 | 2903.6894 | 5377.6328
| 618 | Conceicao do Araguaia AP | -8.348 | -49.302 | 199 | 5293.5968 | 9803.7412
| 619 | Concepcion Carriel Sur Intl AP | -36.773 | -73.063 | 7.9 | 7065.6512 | 13085.5861
| 620 | Concepcion Peralta AP | -23.442 | -57.427 | 77.1 | 6072.229 | 11245.7681
| 621 | Condobolin AP | -33.067 | 147.217 | 194 | 7232.2977 | 13394.2153
| 622 | Conroe North Houston Rgnl AP | 30.357 | -95.414 | 75 | 6522.2774 | 12079.2577
| 623 | Constable Point | 70.75 | -22.65 | 10 | 3480.719 | 6446.2916
| 624 | Coober Pedy AP | -29.033 | 134.717 | 226 | 6551.34 | 12133.0816
| 625 | Cook AP | -30.617 | 130.4 | 120 | 6363.9002 | 11785.9431
| 626 | Coos Bay South Slough | 43.272 | -124.319 | 3.7 | 6675.0121 | 12362.1223
| 627 | Coral Harbour AP | 64.193 | -83.359 | 62.2 | 4851.3218 | 8984.648
| 628 | Coral Sea Islands Flinders Reef | -17.717 | 148.45 | 7 | 7086.33 | 13123.8831
| 629 | Coral Sea Islands Frederick Reef | -20.933 | 154.4 | 13 | 7463.5458 | 13822.4869
| 630 | Coral Sea Islands Lihou Reef Lighthouse | -17.141 | 152.139 | 9 | 7278.4516 | 13479.6924
| 631 | Coral Sea Islands Marion Reef | -19.083 | 152.383 | 8 | 7324.711 | 13565.3648
| 632 | Corfu Kapodistrias Intl AP | 39.602 | 19.912 | 1.8 | 1259.5358 | 2332.6602
| 633 | Coron | 12.082 | 120.196 | 47 | 4866.1433 | 9012.0974
| 634 | Coronach | 49.05 | -105.483 | 756 | 5999.012 | 11110.1701
| 635 | Corpus Christi Malaquite Beach | 27.583 | -97.22 | 10 | 6705.0535 | 12417.759
| 636 | Corrigin | -32.333 | 117.867 | 296 | 5797.5718 | 10737.103
| 637 | Corvo Island AP | 39.671 | -31.113 | 18.8 | 3460.0756 | 6408.06
| 638 | Cotonou Cadjehoun AP | 6.357 | 2.384 | 5.8 | 2135.4533 | 3954.8595
| 639 | Cotonou Cadjehoun AP | 6.357 | 2.384 | 5.8 | 2135.4533 | 3954.8595
| 640 | Coxs Bazar Intl AP | 21.452 | 91.964 | 3.7 | 3150.4214 | 5834.5804
| 641 | Coyhaique Vidal AP | -45.594 | -72.106 | 310.9 | 7089.2613 | 13129.312
| 642 | Cozzo Spadaro | 36.686 | 15.131 | 51 | 1317.9305 | 2440.8073
| 643 | Creal Reef | -20.533 | 150.383 | 6 | 7239.0672 | 13406.7525
| 644 | Cristo Redentor | -32.833 | -70.083 | 3829 | 6876.3387 | 12734.9793
| 645 | Croker River | 69.276 | -119.219 | 69.4 | 5161.018 | 9558.2054
| 646 | Crosby Muni AP | 48.929 | -103.297 | 594.4 | 5952.4258 | 11023.8926
| 647 | Crowsnest | 49.627 | -114.482 | 1303 | 6159.4193 | 11407.2445
| 648 | Cruzeiro do Sul Intl AP | -7.6 | -72.769 | 194.2 | 6568.3281 | 12164.5437
| 649 | Cuddalore | 11.767 | 79.767 | 12 | 2644.0024 | 4896.6924
| 650 | Cuenca | 40.067 | -2.132 | 946 | 2139.6391 | 3962.6115
| 651 | Cuenca Lamar Intl AP | -2.889 | -78.984 | 2531.7 | 6802.0713 | 12597.4361
| 652 | Cuiaba Rondon Intl AP | -15.653 | -56.117 | 188.1 | 5833.3051 | 10803.2811
| 653 | Cuidad Mexico Juarez Intl AP | 19.433 | -99.133 | 2235 | 7112.1497 | 13171.7013
| 654 | Culiacan Intl AP | 24.765 | -107.475 | 32.9 | 7209.8048 | 13352.5585
| 655 | Cumshewa Island | 53.03 | -131.601 | 14.1 | 6195.9869 | 11474.9678
| 656 | Curuzu Cuatia AP | -29.771 | -57.979 | 70.1 | 6228.5199 | 11535.2189
| 657 | Cusco Astete Intl AP | -13.536 | -71.939 | 3310.1 | 6649.1777 | 12314.2772
| 658 | Cypress Hills Park | 49.641 | -109.514 | 1271 | 6059.7209 | 11222.6031
| 659 | Cyulbyu | 57.767 | 130.9 | 255 | 4432.1377 | 8208.3191
| 660 | Dabo AP | -0.479 | 104.579 | 30 | 4295.512 | 7955.2881
| 661 | Dachen Dao | 28.447 | 121.89 | 89 | 4610.2929 | 8538.2624
| 662 | Daet Bagasbas AP | 14.129 | 122.98 | 3 | 4971.6436 | 9207.4839
| 663 | Dakar Senghor Intl AP | 14.74 | -17.49 | 25.9 | 3011.3121 | 5576.95
| 664 | Dakhla | 25.5 | 28.967 | 117 | 363.1143 | 672.4876
| 665 | Dakhla AP | 23.718 | -15.932 | 10 | 2795.2227 | 5176.7525
| 666 | Dalanzadgad | 43.583 | 104.417 | 1465 | 3591.3439 | 6651.169
| 667 | Dalatangi | 65.267 | -13.583 | 11 | 3151.7117 | 5836.97
| 668 | Daltonganj | 24.05 | 84.067 | 221 | 2690.8363 | 4983.4289
| 669 | Damascus Intl AP | 33.412 | 36.516 | 615.7 | 630.9424 | 1168.5054
| 670 | Damazine AP | 11.786 | 34.337 | 482.2 | 675.1115 | 1250.3065
| 671 | Dammam Fahad Intl AP | 26.433 | 49.8 | 12 | 833.4471 | 1543.544
| 672 | Dandong | 40.05 | 124.333 | 14 | 4505.1933 | 8343.6181
| 673 | Daneborg | 74.3 | -20.217 | 44 | 3533.4096 | 6543.8746
| 674 | Danmarkshavn Port | 76.767 | -18.667 | 12 | 3585.7292 | 6640.7706
| 675 | Dar es Salaam Nyerere Intl AP | -6.878 | 39.203 | 55.5 | 1812.8069 | 3357.3183
| 676 | Darkhan | 42.317 | 77.9 | 1700 | 2427.7009 | 4496.1021
| 677 | Darlag | 33.75 | 99.65 | 3968 | 3425.5823 | 6344.1784
| 678 | Darpir Lake | 64.154 | 148.018 | 841 | 4734.7189 | 8768.6994
| 679 | Dashbalbar | 49.55 | 114.4 | 705 | 3965.3656 | 7343.8571
| 680 | Dashoguz | 41.833 | 59.983 | 87 | 1687.8264 | 3125.8545
| 681 | Datca | 36.7 | 27.667 | 28 | 907.0904 | 1679.9314
| 682 | Davaly | 40.067 | 57.383 | 47 | 1530.3154 | 2834.1441
| 683 | David Malek Intl AP | 8.391 | -82.435 | 27.1 | 6687.3834 | 12385.0341
| 684 | Davis Stn | -68.576 | 77.97 | 3 | 5815.9857 | 10771.2055
| 685 | Dawadmi | 26.983 | 44.117 | 923 | 551.144 | 1020.7186
| 686 | Dawan | 23.85 | 109.417 | 76 | 4051.7686 | 7503.8754
| 687 | Dawson City AP | 64.05 | -139.133 | 370.1 | 5579.7042 | 10333.6122
| 688 | Dayton Intl AP | 39.906 | -84.219 | 305.7 | 5733.9542 | 10619.2832
| 689 | Dayyer | 27.833 | 51.933 | 4 | 963.0658 | 1783.5978
| 690 | Dease Lake AP | 58.426 | -130.026 | 801.9 | 5868.0909 | 10867.7044
| 691 | Deauville Normandie St Gatien AP | 49.364 | 0.167 | 143 | 2280.9141 | 4224.253
| 692 | Dekhisor | 39.447 | 70.196 | 2571 | 2043.0653 | 3783.7569
| 693 | Deline AP | 65.209 | -123.433 | 212.8 | 5424.234 | 10045.6814
| 694 | Delsbo | 61.827 | 16.542 | 71.9 | 2454.0149 | 4544.8357
| 695 | Delyankir | 63.833 | 145.6 | 800.9 | 4688.5493 | 8683.1932
| 696 | Dengqen | 31.417 | 95.6 | 3874 | 3239.3211 | 5999.2227
| 697 | Deputatsky | 69.333 | 139.667 | 284.5 | 4420.3641 | 8186.5143
| 698 | Deqen | 28.45 | 98.885 | 3321 | 3435.3433 | 6362.2558
| 699 | Derby AP | -17.367 | 123.667 | 7 | 5741.4521 | 10633.1694
| 700 | Derna | 32.783 | 22.583 | 26 | 882.382 | 1634.1714
| 701 | Devils Mountain Lodge AP | 62.402 | -142.995 | 878 | 5685.1348 | 10528.8696
| 702 | Dewar Lakes | 68.65 | -71.167 | 526.7 | 4465.9581 | 8270.9544
| 703 | Dhafra AB | 24.248 | 54.548 | 23.2 | 1078.2421 | 1996.9044
| 704 | Dhaka Shahjalal Intl AP | 23.843 | 90.398 | 9.1 | 3035.4864 | 5621.7208
| 705 | Dhamar | 14.583 | 44.417 | 2425 | 736.4379 | 1363.883
| 706 | Diego Garcia AP | -7.3 | 72.4 | 4.3 | 2854.6472 | 5286.8067
| 707 | Diepholz Dummerland AP | 52.588 | 8.342 | 43.1 | 2157.213 | 3995.1585
| 708 | Dikhil | 11.1 | 42.367 | 490 | 830.6611 | 1538.3844
| 709 | Dikimdya | 59.017 | 121.767 | 175 | 4135.087 | 7658.1811
| 710 | Dikson Island | 73.514 | 80.406 | 47 | 3370.6915 | 6242.5207
| 711 | Dili Comoro | -8.558 | 125.555 | 11 | 5640.4462 | 10446.1064
| 712 | Dimitrovgrad | 43.017 | 22.75 | 450 | 1348.9246 | 2498.2084
| 713 | Dinghai | 30.033 | 122.117 | 70 | 4590.4296 | 8501.4755
| 714 | Diourbel | 14.65 | -16.233 | 9 | 2943.4259 | 5451.2247
| 715 | Dipolog AP | 8.602 | 123.343 | 5 | 5117.4091 | 9477.4417
| 716 | Dire Dawa Intl AP | 9.625 | 41.854 | 1158.8 | 895.3986 | 1658.2783
| 717 | Divnoye | 45.917 | 43.35 | 87 | 1436.3331 | 2660.0889
| 718 | Djibouti Ambouli Intl AP | 11.55 | 43.15 | 19 | 831.5656 | 1540.0594
| 719 | Dodoma AP | -6.17 | 35.753 | 1119.5 | 1753.8903 | 3248.2048
| 720 | Doha | 25.278 | 51.529 | 11 | 916.3007 | 1696.9889
| 721 | Dohne | -32.517 | 27.467 | 900 | 3364.8917 | 6231.7793
| 722 | Doi Ang Khang | 19.917 | 99.033 | 1530 | 3558.3488 | 6590.0619
| 723 | Dolisie | -4.2 | 12.7 | 331 | 2094.1053 | 3878.2831
| 724 | Dolores AP | -36.35 | -57.733 | 9 | 6340.2726 | 11742.1848
| 725 | Dong Hoi | 17.483 | 106.6 | 8 | 4013.0093 | 7432.0932
| 726 | Dongola AP | 19.154 | 30.43 | 235.6 | 345.1047 | 639.1339
| 727 | Dongsha Dao | 20.708 | 116.718 | 6 | 4496.0183 | 8326.6259
| 728 | Dorozhny | 61.617 | 114.617 | 353.7 | 3906.9571 | 7235.6845
| 729 | Dosso | 13.033 | 3.3 | 225 | 1903.404 | 3525.1043
| 730 | Douala AP | 4.006 | 9.719 | 10.1 | 1860.3929 | 3445.4477
| 731 | Douglas | -29.067 | 23.75 | 995 | 3196.6091 | 5920.12
| 732 | Douglas Converse County AP | 42.8 | -105.383 | 1502 | 6296.9503 | 11661.9519
| 733 | Douglas River | -13.833 | 131.183 | 44 | 6066.9115 | 11235.9201
| 734 | Doulan | 36.3 | 98.1 | 3190 | 3333.6376 | 6173.8969
| 735 | Drevsjo | 61.89 | 12.033 | 673.5 | 2520.2471 | 4667.4977
| 736 | Dryden Rgnl AP | 49.828 | -92.744 | 412.7 | 5633.4168 | 10433.088
| 737 | Dublin AP | 53.421 | -6.27 | 73.8 | 2611.1791 | 4835.9037
| 738 | Duck Pier | 36.182 | -75.751 | 7 | 5521.8677 | 10226.4989
| 739 | Dumont d Urville Stn Adelie Land | -66.663 | 140.002 | 202 | 7029.3362 | 13018.3306
| 740 | Dunay Island | 73.9 | 124.6 | 9 | 4077.7057 | 7551.911
| 741 | Dundo AP | -7.4 | 20.817 | 776 | 2008.5821 | 3719.8941
| 742 | Dupont Lapeer AP | 43.067 | -83.272 | 254.2 | 5587.8386 | 10348.6772
| 743 | Durango | 24.05 | -104.6 | 1872 | 7137.4403 | 13218.5394
| 744 | Dushanbe AP | 38.543 | 68.825 | 784.9 | 1965.1356 | 3639.4312
| 745 | Duvan | 55.7 | 57.9 | 338 | 2212.5488 | 4097.6403
| 746 | Dwellingup | -32.717 | 116.05 | 268 | 5722.4562 | 10597.9889
| 747 | Dzalinda | 53.474 | 123.907 | 266 | 4271.7415 | 7911.2652
| 748 | Dzaoudzi Pamandzi Intl AP | -12.805 | 45.281 | 7 | 2235.5894 | 4140.3115
| 749 | Dzaoudzi Pamandzi Intl AP | -12.805 | 45.281 | 7 | 2235.5894 | 4140.3115
| 750 | Dzardzan | 68.733 | 124 | 39 | 4104.5818 | 7601.6855
| 751 | Eagle AP | 64.783 | -141.15 | 268 | 5539.8709 | 10259.8409
| 752 | Eaglesham AgCM | 55.808 | -117.887 | 563 | 5883.8406 | 10896.8727
| 753 | East Amatuli Island Lighthouse | 58.917 | -151.951 | 33.2 | 5883.3638 | 10895.9897
| 754 | East Cape Man | -37.683 | 178.55 | 17 | 8749.9187 | 16204.8494
| 755 | East Goodwin Light | 51.217 | 1.6 | 5 | 2295.6388 | 4251.5231
| 756 | East Hampton AP | 40.96 | -72.252 | 17 | 5237.4754 | 9699.8045
| 757 | Easter Island Mataveri Intl AP | -27.165 | -109.422 | 69.2 | 8872.8082 | 16432.4407
| 758 | Echuca AP | -36.15 | 144.767 | 97 | 7141.2076 | 13225.5166
| 759 | Edgeoya | 78.251 | 22.823 | 14 | 3338.637 | 6183.1557
| 760 | Egmont Key Natl Wildlife Refuge | 27.6 | -82.76 | 1 | 6099.3555 | 11296.0063
| 761 | Egvekinot AP | 66.35 | -179.117 | 26 | 5229.7845 | 9685.561
| 762 | Ejin Qi | 41.95 | 101.067 | 941 | 3449.5556 | 6388.577
| 763 | Ekibastuz | 51.7 | 75.367 | 234 | 2533.9162 | 4692.8129
| 764 | Ekimchan | 53.067 | 132.933 | 543 | 4589.2035 | 8499.2049
| 765 | El Bolson AP | -41.943 | -71.532 | 344.7 | 7040.2858 | 13038.6093
| 766 | El Vigia Alfonso AP | 8.624 | -71.673 | 69.2 | 6111.9979 | 11319.42
| 767 | Eldred Rock CGH | 58.971 | -135.237 | 10 | 5868.3766 | 10868.2334
| 768 | Eleuthera North Eleuthera Island | 25.483 | -76.667 | 4 | 5888.8334 | 10906.1194
| 769 | Elkhart Morton County AP | 37 | -101.883 | 1102 | 6464.3392 | 11971.9562
| 770 | Elliot Lake AP | 46.351 | -82.561 | 331.3 | 5448.4222 | 10090.478
| 771 | Elliott | -17.55 | 133.533 | 223 | 6272.9217 | 11617.451
| 772 | Elton | 49.133 | 46.85 | 6 | 1668.344 | 3089.7731
| 773 | Emerson | 49 | -97.237 | 242 | 5792.9195 | 10728.4869
| 774 | Enderby Island | -50.493 | 166.3 | 40 | 8022.481 | 14857.6348
| 775 | Enewetak Atoll AP | 11.342 | 162.328 | 2 | 7096.4058 | 13142.5436
| 776 | Enger Shooto | 43.383 | 114.45 | 1128 | 4026.6652 | 7457.384
| 777 | Engozero | 65.783 | 33.933 | 80 | 2571.9055 | 4763.1689
| 778 | Enkan | 57.767 | 140.183 | 10 | 4709.4244 | 8721.854
| 779 | Ennadai Lake | 61.117 | -100.883 | 353 | 5330.7137 | 9872.4818
| 780 | Ensenada | 31.667 | -116.567 | 10 | 7148.8932 | 13239.7502
| 781 | Entebbe Intl AP | 0.042 | 32.444 | 1152.8 | 1388.0085 | 2570.5917
| 782 | Enurmino | 66.933 | -171.833 | 20 | 5279.9201 | 9778.412
| 783 | Erbent | 39.317 | 58.6 | 87 | 1552.0288 | 2874.3574
| 784 | Erdenetsagaan | 45.9 | 115.367 | 1076 | 4038.195 | 7478.7371
| 785 | Erepol | 65.267 | 168.667 | 197 | 5102.8572 | 9450.4916
| 786 | Ernabella Pukatja AP | -26.267 | 132.183 | 704 | 6373.16 | 11803.0923
| 787 | Errachidia Moulay Shareef AP | 31.948 | -4.398 | 1044.9 | 2156.1301 | 3993.153
| 788 | Erzurum Bolge | 39.9 | 41.283 | 1869 | 1064.9147 | 1972.222
| 789 | Esbjerg AP | 55.528 | 8.563 | 29.6 | 2280.5355 | 4223.5518
| 790 | Eshkashem | 36.728 | 71.612 | 2541 | 2063.1027 | 3820.8661
| 791 | Eskisehir | 39.784 | 30.582 | 786.7 | 1033.6147 | 1914.2544
| 792 | Esperanza | 18.094 | -65.471 | 3.4 | 5539.4106 | 10258.9885
| 793 | Esquipulas | 14.57 | -89.35 | 965 | 6843.4189 | 12674.0118
| 794 | Essey | 68.467 | 102.167 | 271 | 3628.0136 | 6719.0812
| 795 | Esso | 55.933 | 158.667 | 481 | 5279.3605 | 9777.3757
| 796 | Estevan Point AP | 49.383 | -126.543 | 8 | 6357.742 | 11774.5382
| 797 | Eucla | -31.68 | 128.879 | 102.3 | 6309.049 | 11684.3587
| 798 | Eureka AP | 79.983 | -85.933 | 10.4 | 4351.4075 | 8058.8067
| 799 | Eureka AP-Bailey Field | 39.601 | -116.006 | 1811 | 6719.7306 | 12444.9411
| 800 | Europa Island | -22.344 | 40.341 | 6 | 2743.359 | 5080.7008
| 801 | Evionnaz | 46.183 | 7.027 | 482.5 | 1944.4844 | 3601.1851
| 802 | Ewo | -0.867 | 14.817 | 438 | 1857.9512 | 3440.9257
| 803 | Eyik | 66.033 | 117.4 | 304.3 | 3967.9962 | 7348.729
| 804 | Eyre | -32.233 | 126.3 | 6 | 6195.0039 | 11473.1473
| 805 | Fada Ngourma | 12.033 | 0.367 | 309 | 2085.2921 | 3861.961
| 806 | Fair Isle AP | 59.533 | -1.633 | 57 | 2684.2406 | 4971.2136
| 807 | Falenhau Mataaho AP | -15.95 | -173.767 | 3 | 9138.2311 | 16924.0039
| 808 | Falls City Brenner Field AP | 40.08 | -95.592 | 300 | 6126.7012 | 11346.6505
| 809 | False Pass AP | 54.85 | -163.417 | 6 | 6044.6203 | 11194.6367
| 810 | Fanning Island AP | 3.854 | -159.361 | 10 | 8998.5252 | 16665.2686
| 811 | Farafangana AP | -22.805 | 47.821 | 7.9 | 2853.4348 | 5284.5613
| 812 | Farafra | 27.05 | 27.983 | 78 | 452.9765 | 838.9126
| 813 | Faranah Badala AP | 10.035 | -10.77 | 449.9 | 2737.5793 | 5069.9969
| 814 | Farewell AP | 62.517 | -153.883 | 458 | 5661.5268 | 10485.1477
| 815 | Farewell Spit | -40.55 | 173 | 3 | 8456.8911 | 15662.1624
| 816 | Farmington Four Corners Rgnl AP | 36.744 | -108.229 | 1678 | 6667.2577 | 12347.7612
| 817 | Faro | 62.233 | -133.35 | 717 | 5665.6754 | 10492.8309
| 818 | Faro Raper | -46.8 | -75.633 | 46 | 7240.2911 | 13409.0191
| 819 | Fascene AP-Nossi be Island | -13.312 | 48.315 | 11 | 2319.0168 | 4294.8192
| 820 | Fashir AP | 13.615 | 25.325 | 729.4 | 788.7064 | 1460.6842
| 821 | Fedorova Obs | 77.717 | 104.3 | 15 | 3798.285 | 7034.4238
| 822 | Fenuafala Fakaofo | -9.377 | -171.268 | 4 | 9100.951 | 16854.9613
| 823 | Fenuafala Fakaofo | -9.377 | -171.268 | 4 | 9100.951 | 16854.9613
| 824 | Fergana Intl AP | 40.367 | 71.75 | 603.5 | 2128.4231 | 3941.8395
| 825 | Ferintosh AgCM | 52.744 | -112.858 | 795 | 5966.0167 | 11049.0629
| 826 | Fethiye | 36.617 | 29.117 | 3 | 873.586 | 1617.8812
| 827 | Fetzabad AP | 37.117 | 70.517 | 1200 | 2017.6779 | 3736.7395
| 828 | Finner | 54.483 | -8.233 | 34.7 | 2702.1999 | 5004.4742
| 829 | Fiskabygd | 62.1 | 5.583 | 41 | 2638.9109 | 4887.2629
| 830 | Fitzroy Crossing AP | -18.717 | 125.967 | 202 | 5893.7341 | 10915.1956
| 831 | Fitzroy Crossing AP | -18.183 | 125.567 | 115 | 5860.6662 | 10853.9538
| 832 | Five Finger Lighthouse | 57.27 | -133.631 | 11 | 5960.4127 | 11038.6842
| 833 | Flores Mundo Maya Intl AP | 16.914 | -89.866 | 130.1 | 6788.5543 | 12572.4025
| 834 | Folldal Fredheim | 62.128 | 9.995 | 694 | 2564.1019 | 4748.7168
| 835 | Fonte Boa AP | -2.533 | -66.167 | 56 | 6086.8448 | 11272.8366
| 836 | Foremost AgDM | 49.483 | -111.486 | 881 | 6108.6289 | 11313.1806
| 837 | Formosa Intl AP | -26.213 | -58.228 | 59.1 | 6170.3648 | 11427.5156
| 838 | Forrest AP | -30.833 | 128.117 | 160 | 6255.855 | 11585.8435
| 839 | Fort Chipewyan AP | 58.767 | -111.117 | 238 | 5623.8148 | 10415.3049
| 840 | Fort Good Hope AP | 66.242 | -128.644 | 81.7 | 5403.5371 | 10007.3506
| 841 | Fort Liard AP | 60.233 | -123.467 | 213.4 | 5705.983 | 10567.4805
| 842 | Fort Providence AP | 61.317 | -117.602 | 161.5 | 5580.0937 | 10334.3335
| 843 | Fort Reliance | 62.711 | -109.168 | 167.6 | 5392.1412 | 9986.2455
| 844 | Fort Ross | 72.018 | -94.198 | 10 | 4744.145 | 8786.1566
| 845 | Fort Severn AP | 56.019 | -87.676 | 15.8 | 5250.3668 | 9723.6794
| 846 | Fort Simpson AP | 61.76 | -121.237 | 169.2 | 5597.1099 | 10365.8475
| 847 | Fort Vermilion | 58.382 | -116.04 | 289 | 5718.3169 | 10590.3229
| 848 | Fort Yukon AP | 66.567 | -145.267 | 135 | 5435.6759 | 10066.8718
| 849 | Fossil Bluff Stn | -71.329 | -68.267 | 69 | 6970.2466 | 12908.8968
| 850 | Fowlers Gap | -31.083 | 141.7 | 182 | 6933.8316 | 12841.4562
| 851 | Fredericton Aquatic Centre | 45.97 | -66.65 | 8 | 4885.0832 | 9047.1741
| 852 | Fredickshab Paamiut AP | 61.983 | -49.7 | 13 | 4049.0516 | 7498.8436
| 853 | Friendly Beaches AP | -42 | 148.283 | 56 | 7340.9204 | 13595.3846
| 854 | Frontera Monclova Carranza Intl AP | 26.956 | -101.47 | 568.1 | 6893.8733 | 12767.4534
| 855 | Fruholmen Lighthouse | 71.093 | 23.982 | 14.2 | 2916.102 | 5400.6209
| 856 | Ft Campbell Campbell AAF | 36.667 | -87.5 | 74 | 5974.8876 | 11065.4919
| 857 | Ft Wainwright Ladd AAF | 64.833 | -147.617 | 140 | 5538.5088 | 10257.3183
| 858 | Fukuoka | 33.582 | 130.376 | 15 | 4911.0504 | 9095.2653
| 859 | Fulton Oswego County AP | 43.35 | -76.385 | 145 | 5326.5012 | 9864.6803
| 860 | Funafuti Port | -8.491 | 179.216 | 2 | 8581.7188 | 15893.3433
| 861 | Futuna Island Maopoopo | -14.308 | -178.121 | 29 | 8867.1054 | 16421.8792
| 862 | Fuxian Wafangdian | 39.633 | 121.983 | 17 | 4408.7948 | 8165.088
| 863 | Gabes Matmata Intl AP | 33.733 | 9.917 | 112.2 | 1469.7092 | 2721.9014
| 864 | Gabo Island Lighthouse | -37.569 | 149.917 | 7 | 7397.2506 | 13699.7082
| 865 | Gaborone Khama Intl AP | -24.555 | 25.918 | 1005.5 | 2907.0793 | 5383.9108
| 866 | Gachsaran AP | 30.338 | 50.828 | 729.7 | 956.3749 | 1771.2063
| 867 | Gagnon AP | 51.95 | -68.133 | 566 | 4790.6317 | 8872.25
| 868 | Gagra | 43.264 | 40.279 | 7 | 1245.9794 | 2307.5538
| 869 | Gainesville Muni AP | 33.651 | -97.197 | 258 | 6452.3608 | 11949.7722
| 870 | Galena Pike AP | 64.733 | -156.933 | 49 | 5516.6672 | 10216.8676
| 871 | Gali | 42.633 | 41.7 | 63 | 1226.6139 | 2271.689
| 872 | Galle | 6.033 | 80.217 | 13 | 2806.6257 | 5197.8708
| 873 | Galuut | 46.7 | 100.133 | 2126 | 3404.7477 | 6305.5928
| 874 | Gamboma | -1.867 | 15.867 | 377 | 1868.0196 | 3459.5723
| 875 | Gamcanza | 46.683 | 136.267 | 244 | 4853.1169 | 8987.9725
| 876 | Gan Intl AP | -0.693 | 73.156 | 1.8 | 2646.1941 | 4900.7514
| 877 | Gandan Huryee | 49.65 | 95.783 | 1421 | 3241.948 | 6004.0878
| 878 | Gangca | 37.333 | 100.133 | 3302 | 3425.7142 | 6344.4226
| 879 | Gannavaram Vijayawada AP | 16.53 | 80.797 | 25 | 2609.4146 | 4832.6358
| 880 | Ganyushkino | 46.6 | 49.267 | -23 | 1577.9483 | 2922.3602
| 881 | Gao AP | 16.248 | -0.005 | 265.2 | 2017.8869 | 3737.1265
| 882 | Gaoping Nanchong | 30.746 | 106.132 | 347 | 3780.5621 | 7001.601
| 883 | Gardelegen | 52.513 | 11.394 | 48 | 2078.3177 | 3849.0444
| 884 | Garden River AP | 58.711 | -113.866 | 240.8 | 5669.253 | 10499.4565
| 885 | Gari | 59.433 | 62.333 | 131 | 2477.0881 | 4587.5671
| 886 | Garissa AP | -0.464 | 39.648 | 148 | 1436.3166 | 2660.0583
| 887 | Gascoyne Junction AP | -25.05 | 115.217 | 145 | 5491.4346 | 10170.1369
| 888 | Gateshead Island | 70.633 | -100.267 | 0 | 4884.9578 | 9046.9419
| 889 | Gaya | 11.883 | 3.45 | 202 | 1923.1901 | 3561.748
| 890 | Gdov | 58.733 | 27.833 | 40 | 2169.7328 | 4018.3452
| 891 | Geneina | 13.483 | 22.45 | 805 | 915.8307 | 1696.1184
| 892 | General Santos Intl AP | 6.05 | 125.1 | 133 | 5273.3043 | 9766.1595
| 893 | Georgetown Ogle Intl AP | 6.806 | -58.105 | 2 | 5420.6971 | 10039.131
| 894 | Georgetown Roberts Intl AP | 19.283 | -81.35 | 3 | 6303.4184 | 11673.9309
| 895 | Geser | -3.887 | 130.896 | 3 | 5826.7977 | 10791.2293
| 896 | Geyberga Island | 77.617 | 101.483 | 6 | 3761.9167 | 6967.0697
| 897 | Ghaba Qarn Alam AP | 21.383 | 57.05 | 133 | 1229.8842 | 2277.7455
| 898 | Ghadamis East AP | 30.152 | 9.715 | 342 | 1421.9751 | 2633.4979
| 899 | Ghazni AP | 33.533 | 68.417 | 2183 | 1869.1019 | 3461.5767
| 900 | Gibraltar Intl AP | 36.152 | -5.349 | 5 | 2233.5548 | 4136.5435
| 901 | Giddings Lee County AP | 30.169 | -96.98 | 148 | 6589.5457 | 12203.8387
| 902 | Giles AP | -25.033 | 128.3 | 599 | 6150.0911 | 11389.9688
| 903 | Gillam AP | 56.358 | -94.711 | 145.1 | 5411.4975 | 10022.0934
| 904 | Gillespie County AP | 30.243 | -98.91 | 516.6 | 6658.4306 | 12331.4134
| 905 | Gisenyi AP | -1.677 | 29.259 | 1549 | 1520.8917 | 2816.6914
| 906 | Gjoa Haven AP | 68.636 | -95.85 | 46.9 | 4910.1061 | 9093.5164
| 907 | Glasgow Muni AP | 37.033 | -85.95 | 217.9 | 5902.399 | 10931.2429
| 908 | Glazov | 58.133 | 52.583 | 169 | 2244.0493 | 4155.9794
| 909 | Glen Innes AP | -29.683 | 151.7 | 1045 | 7426.8976 | 13754.6143
| 910 | Glorioso Islands | -11.583 | 47.29 | 4 | 2200.9605 | 4076.1788
| 911 | Gobabis AP | -22.5 | 18.967 | 1387 | 2891.1777 | 5354.4611
| 912 | Gode AP | 5.935 | 43.579 | 254.2 | 1139.82 | 2110.9466
| 913 | Gokceada | 40.183 | 25.9 | 72 | 1131.4549 | 2095.4545
| 914 | Golea AP | 30.571 | 2.86 | 398.1 | 1776.8825 | 3290.7863
| 915 | Golmud | 36.417 | 94.9 | 2809 | 3178.6222 | 5886.8084
| 916 | Golomyanny Sredny Island | 79.55 | 90.567 | 8 | 3690.7337 | 6835.2389
| 917 | Gomel | 52.402 | 30.963 | 122 | 1777.0276 | 3291.0552
| 918 | Gondar Tewodros AP | 12.52 | 37.434 | 1965.7 | 645.0947 | 1194.7154
| 919 | Gonzales Louisiana Rgnl AP | 30.173 | -90.941 | 4.3 | 6353.7136 | 11767.0776
| 920 | Gooding Muni AP | 42.917 | -114.767 | 1137 | 6518.2509 | 12071.8007
| 921 | Goose Bay AP-CFB Goose Bay | 53.317 | -60.417 | 48.8 | 4498.7202 | 8331.6299
| 922 | Gore AP | 8.167 | 35.55 | 1974 | 892.1372 | 1652.238
| 923 | Gorgan AP | 36.909 | 54.401 | -7.3 | 1306.6355 | 2419.889
| 924 | Gorleston | 52.583 | 1.717 | 3 | 2340.0685 | 4333.8069
| 925 | Gorna Oryahovitsa AP | 43.151 | 25.713 | 86.9 | 1296.3629 | 2400.8641
| 926 | Gorno Chuysky | 57.667 | 111.667 | 332 | 3826.4837 | 7086.6479
| 927 | Gorodovikovsk | 46.067 | 41.967 | 86 | 1427.3783 | 2643.5047
| 928 | Gorontalo Jalaluddin AP | 0.637 | 122.85 | 32 | 5275.7469 | 9770.6832
| 929 | Gorshkova | 61.7 | 70.667 | 46 | 2746.1613 | 5085.8907
| 930 | Goryachinsk | 52.983 | 108.283 | 487 | 3719.1608 | 6887.8857
| 931 | Gough Island | -40.35 | -9.883 | 54 | 4560.4957 | 8446.038
| 932 | Goure | 13.983 | 10.3 | 460 | 1505.8507 | 2788.8355
| 933 | Graaff Reinet | -32.2 | 24.55 | 790 | 3371.8206 | 6244.6117
| 934 | Grand Bahama Island | 26.667 | -78.333 | 2 | 5929.7562 | 10981.9085
| 935 | Grand Rapids | 53.186 | -99.268 | 222.5 | 5658.532 | 10479.6013
| 936 | Grangeville Idaho County AP | 45.943 | -116.123 | 1010.1 | 6385.9671 | 11826.8111
| 937 | Green Turtle Cay | 26.768 | -77.328 | 15 | 5880.375 | 10890.4546
| 938 | Greensboro Greene County Rgnl AP | 33.598 | -83.139 | 206 | 5912.1223 | 10949.2505
| 939 | Gregores AP | -48.783 | -70.167 | 356 | 7027.2075 | 13014.3883
| 940 | Grey Islet | 54.58 | -130.698 | 10 | 6097.9945 | 11293.4858
| 941 | Grimsstadir | 65.633 | -16.117 | 386 | 3217.8696 | 5959.4945
| 942 | Grootfontein AP | -19.602 | 18.123 | 1413 | 2745.4153 | 5084.5092
| 943 | Grosser Arber | 49.113 | 13.134 | 1445.8 | 1880.5581 | 3482.7936
| 944 | Grozny | 43.317 | 45.681 | 132 | 1331.5385 | 2466.0094
| 945 | Grytviken | -54.284 | -36.496 | 3 | 5916.7123 | 10957.7512
| 946 | Guadalajara Chapalita | 20.667 | -103.383 | 1551 | 7236.7197 | 13402.4048
| 947 | Guadalupe Pass AMOS | 31.833 | -104.8 | 1662 | 6794.0294 | 12582.5425
| 948 | Guanaja Island | 16.467 | -85.9 | 2 | 6613.8259 | 12248.8056
| 949 | Guangchang | 26.833 | 116.3 | 167.5 | 4358.1051 | 8071.2107
| 950 | Guangnan | 24.045 | 105.056 | 1230 | 3817.7918 | 7070.5504
| 951 | Guayaramerin Beltran AP | -10.817 | -65.35 | 130 | 6229.3471 | 11536.7508
| 952 | Guaymas | 27.922 | -110.882 | 4 | 7174.7821 | 13287.6965
| 953 | Guemar AP | 33.511 | 6.777 | 61.9 | 1615.5379 | 2991.9763
| 954 | Gueret St Laurent AP | 46.176 | 1.95 | 366 | 2121.6217 | 3929.2434
| 955 | Guernsey AP | 49.435 | -2.602 | 102.4 | 2377.1396 | 4402.4626
| 956 | Guernsey AP | 49.435 | -2.602 | 102.4 | 2377.1396 | 4402.4626
| 957 | Gufuskalar | 64.9 | -23.933 | 7 | 3382.0094 | 6263.4815
| 958 | Guga | 52.7 | 137.533 | 60 | 4752.1294 | 8800.9436
| 959 | Gulf Shores Edwards Natl AP | 30.291 | -87.672 | 4.9 | 6215.9665 | 11511.9699
| 960 | Gulkana AP | 62.15 | -145.45 | 481 | 5701.138 | 10558.5076
| 961 | Guna | 24.65 | 77.317 | 478 | 2319.7714 | 4296.2166
| 962 | Gunnarn | 65.01 | 17.699 | 277.4 | 2614.3744 | 4841.8214
| 963 | Gurney AP | -10.317 | 150.333 | 23 | 7046.0394 | 13049.2649
| 964 | Gus Khrustainy | 55.6 | 40.65 | 136 | 1975.5912 | 3658.7949
| 965 | Gustavia | 17.907 | -62.829 | 45 | 5406.8219 | 10013.4341
| 966 | Gwennap Head Lands End | 50.064 | -5.709 | 63 | 2501.9105 | 4633.5383
| 967 | Gyda | 70.883 | 78.5 | 8 | 3245.4921 | 6010.6514
| 968 | Ha Dong | 20.967 | 105.767 | 7.9 | 3905.673 | 7233.3064
| 969 | Habardino | 64.6 | 112.517 | 251.2 | 3847.1243 | 7124.8742
| 970 | Habbaniyah AP | 33.383 | 43.567 | 43.6 | 770.9349 | 1427.7715
| 971 | Hachijojima AP | 33.122 | 139.779 | 152.6 | 5351.6416 | 9911.2402
| 972 | Hail Rgnl AP | 27.438 | 41.686 | 1015.3 | 450.785 | 834.8538
| 973 | Hailar | 49.25 | 119.7 | 650.4 | 4172.6832 | 7727.8093
| 974 | Haima AP | 20.05 | 56.383 | 146 | 1207.587 | 2236.4511
| 975 | Haines Junction | 60.773 | -137.58 | 595.3 | 5770.9157 | 10687.7359
| 976 | Haliut | 41.567 | 108.517 | 1290 | 3784.1961 | 7008.3313
| 977 | Hall Beach AP | 68.776 | -81.244 | 8.2 | 4656.7914 | 8624.3777
| 978 | Hamakar | 62.1 | 108.233 | 272 | 3726.2636 | 6901.0402
| 979 | Hambantota | 6.122 | 81.129 | 7 | 2853.299 | 5284.3098
| 980 | Hami Kumul | 42.817 | 93.517 | 739 | 3114.5071 | 5768.0671
| 981 | Hamilton Intl AP | 43.172 | -79.934 | 237.7 | 5463.6635 | 10118.7048
| 982 | Hamilton Island Marina | -20.35 | 148.95 | 59 | 7158.353 | 13257.2697
| 983 | Hammer Odde Lighthouse | 55.298 | 14.772 | 9.4 | 2140.6596 | 3964.5016
| 984 | Hamra | 61.661 | 14.993 | 445 | 2465.5749 | 4566.2447
| 985 | Hanbury River | 63.6 | -105.133 | 317.4 | 5286.2102 | 9790.0613
| 986 | Hangzhou Xiaoshan Intl AP | 30.228 | 120.432 | 7 | 4503.6508 | 8340.7614
| 987 | Hao AP | -18.075 | -140.946 | 3 | 10445.6224 | 19345.2927
| 988 | Harare Intl AP | -17.932 | 31.093 | 1489.6 | 2470.9947 | 4576.2822
| 989 | Harbin | 45.933 | 126.567 | 117.7 | 4492.2671 | 8319.6787
| 990 | Harding Oil Platform | 59.267 | 1.5 | 470 | 2600.8704 | 4816.812
| 991 | Hargeisa Egal Intl AP | 9.518 | 44.089 | 1348.1 | 964.4266 | 1786.1181
| 992 | Harlowton | 46.43 | -109.83 | 1268 | 6228.5001 | 11535.1822
| 993 | Harstad Narvik AP-Evenes | 68.491 | 16.683 | 25.6 | 2815.982 | 5215.1987
| 994 | Hasakah | 36.5 | 40.75 | 308 | 864.6636 | 1601.357
| 995 | Hassi Messaoud Oued Irara AP | 31.673 | 6.14 | 141.1 | 1620.9168 | 3001.938
| 996 | Hassi R-Mel | 32.933 | 3.283 | 764 | 1778.2473 | 3293.314
| 997 | Hasvik Sluskfjellet | 70.607 | 22.443 | 438 | 2895.4719 | 5362.4139
| 998 | Hat Island | 68.318 | -100.087 | 36.1 | 4987.6076 | 9237.0493
| 999 | Hay River Carter AP | 60.84 | -115.783 | 164.9 | 5582.7707 | 10339.2913
| 1000 | Hayes River | 61.983 | -152.083 | 305 | 5699.8156 | 10556.0586
| 1001 | Heard.Island.Atlas.Cove.Stn | -53.109 | 73.392 | 3.5 | 4993.3221 | 9247.6326
| 1002 | Heath Point | 49.085 | -61.701 | 7 | 4628.3762 | 8571.7527
| 1003 | Hebbronville Hogg County AP | 27.349 | -98.737 | 202 | 6773.5252 | 12544.5687
| 1004 | Hebron Muni AP | 40.149 | -97.587 | 447 | 6188.4122 | 11460.9394
| 1005 | Heidelberg AB | 49.4 | 8.65 | 109 | 2016.1832 | 3733.9713
| 1006 | Helsinki Kaisaniemi | 60.175 | 24.945 | 4 | 2274.2666 | 4211.9417
| 1007 | Hengchun | 22 | 120.75 | 24 | 4682.3576 | 8671.7263
| 1008 | Henichesk | 46.164 | 34.807 | 15 | 1392.3587 | 2578.6484
| 1009 | Henrik Kroeyer Holme Islands | 80.65 | -13.717 | 10 | 3668.911 | 6794.8232
| 1010 | Hequ | 39.365 | 111.212 | 1037 | 3926.6493 | 7272.1545
| 1011 | Hereheretue | -19.91 | -144.949 | 4 | 10633.5726 | 19693.3764
| 1012 | Heron Island Res Stn | -23.45 | 151.917 | 6 | 7365.1375 | 13640.2347
| 1013 | Herschel Island | 69.568 | -138.913 | 1.2 | 5249.0615 | 9721.2618
| 1014 | Hexian Babu | 24.467 | 111.567 | 91 | 4154.4195 | 7693.9849
| 1015 | Hidalgo del Parral | 26.933 | -105.667 | 1661 | 7047.234 | 13051.4773
| 1016 | Hierro AP | 27.815 | -17.887 | 31.4 | 2864.5222 | 5305.0951
| 1017 | High Level AP | 58.622 | -117.165 | 338 | 5720.8892 | 10595.0868
| 1018 | High Prairie AgDM | 55.383 | -116.467 | 602 | 5885.938 | 10900.7573
| 1019 | Hillston AP | -33.483 | 145.517 | 120 | 7152.1333 | 13245.7508
| 1020 | Hinatuan | 8.367 | 126.333 | 3 | 5286.791 | 9791.1369
| 1021 | Hinthada | 17.667 | 95.417 | 26 | 3397.5147 | 6292.1972
| 1022 | Ho Chi Minh Thanh Intl AP | 10.967 | 106.817 | 13.4 | 4154.9067 | 7694.8873
| 1023 | Hodeida Intl AP | 14.753 | 42.976 | 12.5 | 671.5587 | 1243.7267
| 1024 | Hodovariha | 68.933 | 53.767 | 11 | 2844.2599 | 5267.5694
| 1025 | Hoek van Holland | 51.991 | 4.122 | 14 | 2248.359 | 4163.9609
| 1026 | Hogan Island | -39.217 | 146.983 | 117 | 7268.84 | 13461.8916
| 1027 | Hohenfels AB | 49.217 | 11.833 | 443.5 | 1919.5715 | 3555.0464
| 1028 | Hokitika AP | -42.717 | 170.983 | 40 | 8337.6978 | 15441.4164
| 1029 | Holbak AP | 55.736 | 11.603 | 13.3 | 2224.4148 | 4119.6162
| 1030 | Hollister Muni AP | 36.9 | -121.417 | 70.1 | 6978.8199 | 12924.7745
| 1031 | Holman CS | 70.75 | -117.8 | 30 | 5068.2849 | 9386.4637
| 1032 | Holmes Reef | -16.467 | 147.867 | 8 | 7031.7797 | 13022.8559
| 1033 | Homalin AP | 24.867 | 94.917 | 131 | 3266.3972 | 6049.3677
| 1034 | Hombori | 15.333 | -1.683 | 288 | 2127.0983 | 3939.386
| 1035 | Homer Spit | 59.602 | -151.417 | 15 | 5844.205 | 10823.4677
| 1036 | Honavar | 14.283 | 74.45 | 9 | 2299.6386 | 4258.9307
| 1037 | Hong Kong Obs | 22.302 | 114.174 | 40.2 | 4330.5421 | 8020.164
| 1038 | Honghe Mengzi | 23.444 | 103.328 | 1313.6 | 3735.0156 | 6917.2489
| 1039 | Honiara | -9.43 | 159.958 | 4 | 7558.7915 | 13998.8819
| 1040 | Honningsvag AP | 71.011 | 25.978 | 14 | 2902.9462 | 5376.2563
| 1041 | Hopen Island | 76.51 | 25.013 | 10.2 | 3230.2627 | 5982.4465
| 1042 | Hopetoun AP | -35.717 | 142.35 | 78 | 7020.908 | 13002.7215
| 1043 | Horns Rev B Offshore Windfarm Helideck | 55.599 | 7.622 | 10 | 2305.2574 | 4269.3367
| 1044 | Horta AP | 38.521 | -28.714 | 41 | 3353.1592 | 6210.0508
| 1045 | Hotan | 37.133 | 79.933 | 1375 | 2460.7998 | 4557.4013
| 1046 | Houtrib | 52.533 | 5.433 | 2 | 2232.4299 | 4134.4601
| 1047 | Huadian | 42.985 | 126.749 | 264 | 4554.2075 | 8434.3922
| 1048 | Huaiji | 23.914 | 112.187 | 57 | 4196.5723 | 7772.0519
| 1049 | Huajuapan de Leon | 17.8 | -97.767 | 1650 | 7116.9081 | 13180.5138
| 1050 | Hualien AP | 24.017 | 121.617 | 14 | 4685.7855 | 8678.0747
| 1051 | Huambo AP | -12.809 | 15.761 | 1702.9 | 2432.0291 | 4504.118
| 1052 | Huanchaco Pinillos Intl AP | -8.081 | -79.109 | 32.3 | 6929.7584 | 12833.9125
| 1053 | Huanuco Fernandini AP | -9.879 | -76.205 | 1850.1 | 6808.3149 | 12608.9992
| 1054 | Huaraz Graziani Intl AP | -9.347 | -77.598 | 2749.9 | 6873.9204 | 12730.5007
| 1055 | Hudson Bay AP | 52.817 | -102.317 | 358.1 | 5746.53 | 10642.5735
| 1056 | Huelva | 37.278 | -6.912 | 20 | 2318.9948 | 4294.7783
| 1057 | Hughenden AP | -20.817 | 144.233 | 316 | 6911.0974 | 12799.3525
| 1058 | Huili | 26.65 | 102.25 | 1788 | 3632.5893 | 6727.5554
| 1059 | Hulin | 45.767 | 132.967 | 103 | 4747.9444 | 8793.1931
| 1060 | Hunters Hill AP | -36.217 | 147.533 | 981 | 7274.6724 | 13472.6932
| 1061 | Hurghada Intl AP | 27.178 | 33.799 | 15.8 | 259.4931 | 480.5812
| 1062 | Huyen Trang | 8.017 | 110.617 | 19 | 4429.0219 | 8202.5486
| 1063 | Hvar Hvar Island | 43.171 | 16.437 | 25 | 1523.4684 | 2821.4634
| 1064 | Hveravellir | 64.867 | -19.567 | 641 | 3277.1485 | 6069.279
| 1065 | Hyderabad Begumpet AP | 17.452 | 78.461 | 531 | 2465.1393 | 4565.438
| 1066 | Iauarete AP | 0.608 | -69.186 | 105.2 | 6178.6178 | 11442.8002
| 1067 | Ibarra Intl AP | -4.378 | -79.941 | 459.6 | 6890.4879 | 12761.1836
| 1068 | Ibrahim Intl AP-Grande Comore Island | -11.534 | 43.272 | 28.3 | 2132.0847 | 3948.6209
| 1069 | Ichera | 58.513 | 109.761 | 247 | 3765.1575 | 6973.0717
| 1070 | Ichinsky | 55.586 | 155.615 | 17 | 5211.8663 | 9652.3763
| 1071 | Igiugig AP | 59.3 | -155.9 | 27 | 5843.0413 | 10821.3124
| 1072 | Igrim | 63.2 | 64.483 | 28 | 2690.4682 | 4982.7471
| 1073 | Ika | 59.283 | 106.167 | 352 | 3655.1777 | 6769.3892
| 1074 | Ikerassuaq Prince Christian Sound | 60.033 | -43.117 | 19 | 3866.76 | 7161.2396
| 1075 | Ikermiit | 64.783 | -40.3 | 80 | 3790.5403 | 7020.0807
| 1076 | Ikermiuarsuk | 61.933 | -42.067 | 39 | 3834.0536 | 7100.6673
| 1077 | Ilam | 33.633 | 46.433 | 1337 | 878.7659 | 1627.4744
| 1078 | Ile Art Wala AP | -19.717 | 163.65 | 84 | 7952.2756 | 14727.6144
| 1079 | Ile de Groix | 47.652 | -3.502 | 45 | 2361.1123 | 4372.78
| 1080 | Ile des Pins AP | -22.589 | 167.456 | 96 | 8196.6942 | 15180.2777
| 1081 | Ile Loop Chesterfield | -19.967 | 158.483 | 4 | 7672.257 | 14209.0199
| 1082 | Ile Surprise | -18.483 | 163.083 | 5 | 7902.8939 | 14636.1595
| 1083 | Ilha Fernando de Noronha Wilson AP | -3.855 | -32.423 | 58.8 | 4264.8281 | 7898.4617
| 1084 | Ilirney | 67.25 | 167.967 | 353 | 5003.3324 | 9266.1717
| 1085 | Illizi Takhamalt AP | 26.724 | 8.623 | 541.9 | 1453.1574 | 2691.2474
| 1086 | Ilulissat Jakobshavn AP | 69.233 | -51.067 | 31 | 4038.4071 | 7479.13
| 1087 | Ilyinka | 55.45 | 69.317 | 92 | 2473.4216 | 4580.7767
| 1088 | Imeni Poliny Osipenko | 52.417 | 136.5 | 73 | 4724.2444 | 8749.3006
| 1089 | Imeni Popova Stn Bely Island | 73.333 | 70.05 | 7 | 3234.4541 | 5990.2089
| 1090 | Impfondo | 1.616 | 18.065 | 326 | 1621.0008 | 3002.0934
| 1091 | In Amenas Zarzaitine AP | 28.052 | 9.643 | 563 | 1405.6898 | 2603.3374
| 1092 | In Guezzam AP | 19.57 | 5.75 | 400 | 1648.399 | 3052.8349
| 1093 | In Salah AP | 27.25 | 2.5 | 280 | 1781.9964 | 3300.2573
| 1094 | Inari Saariselka | 68.415 | 27.413 | 302 | 2744.0821 | 5082.0401
| 1095 | Indian Mountain LRRS AP | 66 | -153.7 | 389 | 5454.9327 | 10102.5353
| 1096 | Indianapolis Eagle Creek AP | 39.825 | -86.296 | 251 | 5813.4928 | 10766.5886
| 1097 | Inebolu | 41.983 | 33.783 | 64 | 1142.6512 | 2116.19
| 1098 | Inga | 52.967 | 101.983 | 543 | 3491.2259 | 6465.7504
| 1099 | Inhambane | -23.867 | 35.383 | 15 | 2817.1408 | 5217.3447
| 1100 | Inukjuak AP | 58.472 | -78.077 | 26.2 | 4910.6853 | 9094.5891
| 1101 | Invercargill AP | -46.417 | 168.333 | 2 | 8170.5546 | 15131.8671
| 1102 | Inverell Res Centre | -29.783 | 151.083 | 664 | 7396.1061 | 13697.5885
| 1103 | Inya | 59.5 | 144.8 | 56 | 4791.9306 | 8874.6554
| 1104 | Ioannina AP | 39.7 | 20.817 | 483 | 1236.5019 | 2290.0015
| 1105 | Ipoh Sultan Azlan Shah AP | 4.567 | 101.1 | 40 | 3981.6771 | 7374.0659
| 1106 | Iqaluit AP | 63.75 | -68.55 | 33.5 | 4521.4897 | 8373.799
| 1107 | Iquique Aracena Intl AP | -20.535 | -70.181 | 47.2 | 6688.2653 | 12386.6673
| 1108 | Iquitos Secada Intl AP | -3.785 | -73.309 | 93.3 | 6510.8572 | 12058.1076
| 1109 | Iran Shahr AP | 27.236 | 60.72 | 620.9 | 1420.0959 | 2630.0176
| 1110 | Irayol | 64.45 | 55.133 | 157 | 2615.1691 | 4843.2933
| 1111 | Irbeyskoye | 55.664 | 95.498 | 252 | 3285.8834 | 6085.4561
| 1112 | Irece | -11.3 | -41.867 | 756.5 | 4965.7796 | 9196.6238
| 1113 | Iringa Nduli AP | -7.669 | 35.752 | 1425.9 | 1843.9633 | 3415.02
| 1114 | Isachenko Island | 77.283 | 89.667 | 5 | 3613.055 | 6691.3778
| 1115 | Isachsen | 78.792 | -103.555 | 58 | 4542.4368 | 8412.593
| 1116 | Isfjord Radio | 78.058 | 13.634 | 16 | 3364.0877 | 6230.2905
| 1117 | Ishwardi AP | 24.153 | 89.049 | 13.7 | 2959.2469 | 5480.5252
| 1118 | Isla Baltra Seymour Intl AP | -0.454 | -90.266 | 63.1 | 7351.9536 | 13615.818
| 1119 | Isla Diego Ramirez | -56.5 | -68.667 | 42 | 7001.2431 | 12966.3021
| 1120 | Isla Guadalupe | 29.17 | -118.32 | 23 | 7324.2661 | 13564.5407
| 1121 | Isla Huafo | -43.567 | -74.833 | 45 | 7195.3408 | 13325.7712
| 1122 | Isla La Orchila AP | 11.809 | -66.179 | 1.5 | 5736.3677 | 10623.7529
| 1123 | Isla Socorro | 18.717 | -110.95 | 35 | 7612.7727 | 14098.855
| 1124 | Islamabad Bhutto Intl AP | 33.617 | 73.099 | 508.4 | 2101.2918 | 3891.5924
| 1125 | Island Falls | 55.533 | -102.35 | 297.4 | 5619.9313 | 10408.1128
| 1126 | Isle of Man AP | 54.083 | -4.624 | 16.8 | 2579.542 | 4777.3118
| 1127 | Islotes Evangelistas | -52.383 | -75.117 | 56 | 7223.8139 | 13378.5034
| 1128 | Ismailia AP | 30.6 | 32.25 | 12.5 | 479.9914 | 888.944
| 1129 | Isola di Ponza | 40.912 | 12.957 | 185 | 1547.9062 | 2866.7222
| 1130 | Itbayat | 20.8 | 121.85 | 124 | 4765.2175 | 8825.1827
| 1131 | Ittoqqortoormiit Scoresbysund | 70.483 | -21.95 | 69 | 3461.4878 | 6410.6754
| 1132 | Iultin AP | 67.867 | -178.75 | 234 | 5156.0352 | 9548.9773
| 1133 | Ivanhoe AP | -32.883 | 144.317 | 100 | 7086.3451 | 13123.911
| 1134 | Ivano Frankivsk AP | 48.889 | 24.689 | 280 | 1631.5201 | 3021.5753
| 1135 | Ivujivik AP | 62.417 | -77.925 | 38.4 | 4785.3289 | 8862.4292
| 1136 | Iwo To AP | 24.784 | 141.322 | 120 | 5654.6386 | 10472.3907
| 1137 | Ixtepec AP | 16.467 | -95.1 | 61 | 7047.463 | 13051.9015
| 1138 | Izhma AP | 65.033 | 53.967 | 52 | 2633.1824 | 4876.6539
| 1139 | Izvesty Tsik Troynoy Island | 75.95 | 82.95 | 11.9 | 3491.1062 | 6465.5286
| 1140 | Izyum | 49.187 | 37.289 | 78 | 1577.7738 | 2922.0371
| 1141 | Jabal Ettanf | 33.483 | 38.667 | 708 | 659.1948 | 1220.8288
| 1142 | Jacareacanga AP | -6.233 | -57.777 | 98.8 | 5708.8186 | 10572.7321
| 1143 | Jacarepagua Marinho AP | -22.983 | -43.367 | 3 | 5346.5858 | 9901.8769
| 1144 | Jachal | -30.25 | -68.75 | 1165 | 6773.8524 | 12545.1747
| 1145 | Jack London Lake | 62.117 | 149.517 | 1133 | 4832.763 | 8950.2771
| 1146 | Jaffrey AP-Silver Ranch | 42.805 | -72.001 | 317 | 5175.1585 | 9584.3936
| 1147 | Jagersborg | 55.766 | 12.526 | 42 | 2207.1906 | 4087.717
| 1148 | Jaghbub | 29.75 | 24.533 | -1 | 693.9047 | 1285.1115
| 1149 | Jaguaruana | -4.783 | -37.767 | 12 | 4577.8975 | 8478.2662
| 1150 | Jaipur Intl AP | 26.824 | 75.812 | 385 | 2227.3588 | 4125.0684
| 1151 | Jakarta Obs | -6.183 | 106.833 | 8 | 4563.4483 | 8451.5062
| 1152 | Jalu | 29.033 | 21.567 | 60 | 810.3698 | 1500.8049
| 1153 | Jambi Sultan Thaha AP | -1.638 | 103.644 | 25 | 4273.6728 | 7914.842
| 1154 | Jamestown St Helena Island | -15.933 | -5.667 | 436 | 3345.4696 | 6195.8097
| 1155 | Jan Mayen | 70.962 | -8.617 | 9 | 3250.2429 | 6019.4499
| 1156 | Jasliq | 43.972 | 57.502 | 128 | 1680.2782 | 3111.8752
| 1157 | Jasper Warden | 52.926 | -118.03 | 1020 | 6042.8509 | 11191.3599
| 1158 | Jayapura Dok II | -2.538 | 140.715 | 3 | 6338.2556 | 11738.4495
| 1159 | Jeddah | 21.541 | 39.189 | 18 | 248.9484 | 461.0525
| 1160 | Jefman Ayawasi AP | -0.926 | 131.121 | 3 | 5770.049 | 10686.1307
| 1161 | Jenny Lind Island AP | 68.65 | -101.733 | 18 | 4995.7745 | 9252.1743
| 1162 | Jerez AP | 36.751 | -6.056 | 28 | 2273.2037 | 4209.9732
| 1163 | Jersey AP | 49.208 | -2.196 | 84.4 | 2356.6727 | 4364.5578
| 1164 | Jerusalem Atarot AP | 31.867 | 35.217 | 757.4 | 533.0973 | 987.2962
| 1165 | Jerusalem Center | 31.767 | 35.217 | 815 | 527.0881 | 976.1672
| 1166 | Jervois AP | -22.95 | 136.15 | 329 | 6517.9019 | 12071.1543
| 1167 | Jeti Konur | 46.583 | 68.617 | 276 | 2154.1462 | 3989.4789
| 1168 | Jharsuguda AP | 21.914 | 84.05 | 228.9 | 2712.482 | 5023.5167
| 1169 | Jian ou | 27.05 | 118.317 | 112 | 4457.0384 | 8254.4351
| 1170 | Jijiga AP | 9.353 | 42.776 | 1673 | 934.4251 | 1730.5553
| 1171 | Jimma Jifar AP | 7.666 | 36.817 | 1676.4 | 927.6413 | 1717.9916
| 1172 | Jimmy Lake AWOS | 54.908 | -109.962 | 637.1 | 5801.6591 | 10744.6727
| 1173 | Jinan Tsinan | 36.6 | 117.05 | 215 | 4232.5751 | 7838.7292
| 1174 | Jingyuan | 36.583 | 104.683 | 1505 | 3647.9849 | 6756.0681
| 1175 | Jingzhou Jiangling | 30.35 | 112.15 | 37 | 4089.209 | 7573.215
| 1176 | Jiuquan Suzhou | 39.767 | 98.483 | 1478 | 3338.3577 | 6182.6385
| 1177 | Jiuzhi | 33.467 | 101.483 | 3350 | 3518.7991 | 6516.816
| 1178 | Jiwani | 25.068 | 61.805 | 58 | 1474.3499 | 2730.496
| 1179 | Johnston Atoll AP | 16.733 | -169.517 | 3.1 | 8030.0202 | 14871.5975
| 1180 | Johor AP | 1.641 | 103.67 | 41.1 | 4193.3754 | 7766.1312
| 1181 | Jolo AP | 6.05 | 121 | 13 | 5047.2643 | 9347.5334
| 1182 | Joutsa Leivonmaki Savenaho | 61.879 | 26.095 | 146 | 2365.4617 | 4380.8351
| 1183 | Juan De Nova Island Saint Christophe Island | -17.055 | 42.712 | 10 | 2449.8904 | 4537.197
| 1184 | Juanjui AP | -7.169 | -76.729 | 349.9 | 6777.7529 | 12552.3983
| 1185 | Juba AP | 4.872 | 31.601 | 468.8 | 1107.3458 | 2050.8044
| 1186 | Jumla | 29.283 | 82.167 | 2300 | 2556.1637 | 4734.0152
| 1187 | Jurh | 42.4 | 112.9 | 1152 | 3970.0154 | 7352.4685
| 1188 | Juupajoki Hyytiala | 61.846 | 24.287 | 153 | 2376.19 | 4400.7039
| 1189 | Juvvasshoe | 61.678 | 8.373 | 1892.7 | 2569.4294 | 4758.5833
| 1190 | Jwaneng AP | -24.602 | 24.691 | 1188.7 | 2923.7244 | 5414.7376
| 1191 | Kabansk | 52.05 | 106.65 | 467 | 3660.5762 | 6779.3871
| 1192 | Kabul Karzai Intl AP | 34.566 | 69.212 | 1791.3 | 1920.2996 | 3556.3949
| 1193 | Kabwe Milliken AP | -14.45 | 28.467 | 1207 | 2283.6027 | 4229.2323
| 1194 | Kadhdhoo AP | 1.872 | 73.529 | 0 | 2578.9037 | 4776.1296
| 1195 | Kadugli AP | 11.138 | 29.701 | 563.3 | 775.0073 | 1435.3136
| 1196 | Kakchik | 53.467 | 156.033 | 7.9 | 5301.2812 | 9817.9728
| 1197 | Kala | 36.9 | 8.45 | 13 | 1607.0271 | 2976.2141
| 1198 | Kalakan | 55.117 | 116.767 | 613 | 4007.7919 | 7422.4306
| 1199 | Kalaleh AP | 37.383 | 55.45 | 152.4 | 1364.2379 | 2526.5687
| 1200 | Kalapara | 21.983 | 90.233 | 9 | 3049.1 | 5646.9333
| 1201 | Kalevala | 65.217 | 31.167 | 120 | 2541.9734 | 4707.7347
| 1202 | Kaliakra Lighthouse | 43.362 | 28.465 | 13 | 1266.2445 | 2345.0849
| 1203 | Kalianget Madura Island | -7.051 | 113.888 | 0 | 4967.2787 | 9199.4001
| 1204 | Kalingapatam | 18.333 | 84.133 | 6 | 2765.1134 | 5120.99
| 1205 | Kalskag AP | 61.536 | -160.341 | 17 | 5684.0464 | 10526.854
| 1206 | Kaltag AP | 64.322 | -158.73 | 54 | 5531.3451 | 10244.0511
| 1207 | Kalumburu AP | -14.286 | 126.638 | 24 | 5830.5775 | 10798.2295
| 1208 | Kamenny Cape AP | 68.5 | 73.583 | 5 | 3074.5784 | 5694.1192
| 1209 | Kamenskoye | 62.467 | 166.213 | 40 | 5181.7661 | 9596.6309
| 1210 | Kanazawa | 36.59 | 136.635 | 33.7 | 5120.5482 | 9483.2553
| 1211 | Kandahar Intl AP | 31.506 | 65.848 | 1017.1 | 1719.1357 | 3183.8394
| 1212 | Kandi | 11.133 | 2.933 | 292 | 1969.865 | 3648.1899
| 1213 | Kangiqsujuaq AP | 61.583 | -71.933 | 151 | 4659.6385 | 8629.6506
| 1214 | Kanin Nos | 68.65 | 43.3 | 49 | 2760.7662 | 5112.939
| 1215 | Kankan | 10.383 | -9.3 | 384 | 2649.2256 | 4906.3658
| 1216 | Kano Intl AP | 12.048 | 8.525 | 476.1 | 1650.2065 | 3056.1824
| 1217 | Kanton Island AP | -2.767 | -171.717 | 2 | 8845.0538 | 16381.0397
| 1218 | Kaoma AP | -14.8 | 24.8 | 1213 | 2349.962 | 4352.1295
| 1219 | Kapingamarangi Atoll Caroline Islands | 1.083 | 154.767 | 3 | 7015.382 | 12992.4874
| 1220 | Kara Kum | 46.883 | 64.667 | 79 | 2025.9401 | 3752.0411
| 1221 | Karabau | 48.45 | 52.917 | 0 | 1752.1044 | 3244.8974
| 1222 | Karabutak | 49.95 | 60.133 | 229 | 2004.5955 | 3712.511
| 1223 | Karachi Jinnah Intl AP | 24.907 | 67.161 | 30.5 | 1766.2931 | 3271.1748
| 1224 | Karaftit | 54.202 | 111.922 | 1302 | 3845.4181 | 7121.7144
| 1225 | Karagandy Intl AP | 49.671 | 73.334 | 538 | 2409.0044 | 4461.4761
| 1226 | Karaginsky Island | 58.917 | 164.335 | 114 | 5294.6186 | 9805.6336
| 1227 | Karahnjukar | 64.933 | -15.783 | 639 | 3191.3197 | 5910.3242
| 1228 | Karamay | 45.617 | 84.85 | 457 | 2766.1978 | 5122.9984
| 1229 | Karatayka | 68.85 | 61.183 | 10 | 2915.9463 | 5400.3326
| 1230 | Karaul | 49 | 79.333 | 618 | 2607.2477 | 4828.6228
| 1231 | Karesuando | 68.442 | 22.444 | 331.9 | 2770.2809 | 5130.5602
| 1232 | Kargopol | 61.5 | 38.933 | 126 | 2319.8503 | 4296.3627
| 1233 | Kariba Intl AP | -16.52 | 28.885 | 520 | 2402.4903 | 4449.4121
| 1234 | Karima | 18.55 | 31.85 | 249 | 320.7173 | 593.9684
| 1235 | Karkaraly | 49.383 | 75.517 | 812 | 2477.7985 | 4588.8829
| 1236 | Karl XII Oya | 80.653 | 25.008 | 5 | 3474.6063 | 6434.9708
| 1237 | Karvia Alkkia | 62.183 | 22.8 | 161 | 2407.58 | 4458.8381
| 1238 | Karymskaya | 51.633 | 114.317 | 616 | 3946.206 | 7308.3735
| 1239 | Kasama AP | -10.217 | 31.133 | 1384 | 2009.5156 | 3721.6229
| 1240 | Kashan AP | 33.895 | 51.577 | 1056.1 | 1091.2379 | 2020.9726
| 1241 | Kasisty Cape | 73.667 | 109.75 | 20 | 3828.9136 | 7091.148
| 1242 | Kassala AP | 15.387 | 36.329 | 509.3 | 463.7623 | 858.8878
| 1243 | Kathmandu Tribhuvan Intl AP | 27.697 | 85.359 | 1338.1 | 2731.6449 | 5059.0064
| 1244 | Kathmandu Tribhuvan Intl AP | 27.697 | 85.359 | 1338.1 | 2731.6449 | 5059.0064
| 1245 | Katima Mulilo AP | -17.633 | 24.167 | 958 | 2523.9016 | 4674.2657
| 1246 | Katon Karagay | 49.183 | 85.617 | 1081 | 2846.2869 | 5271.3234
| 1247 | Katugino | 56 | 119.45 | 1094 | 4090.6176 | 7575.8238
| 1248 | Kavieng AP | -2.567 | 150.817 | 4 | 6894.7275 | 12769.0353
| 1249 | Kayes AP | 14.482 | -11.44 | 51.5 | 2681.4563 | 4966.0571
| 1250 | Kaynar | 49.198 | 77.378 | 851 | 2540.0897 | 4704.2462
| 1251 | Kazachinskoye | 56.317 | 107.617 | 413 | 3694.6645 | 6842.5187
| 1252 | Kazaly | 45.767 | 62.117 | 68 | 1900.8681 | 3520.4077
| 1253 | Kazan AP | 55.606 | 49.279 | 126.2 | 2060.2543 | 3815.591
| 1254 | Kazhym | 60.333 | 51.55 | 126 | 2349.0914 | 4350.5173
| 1255 | Kebili | 33.7 | 8.967 | 46 | 1514.0022 | 2803.9321
| 1256 | Kedon | 64 | 158.917 | 890 | 4974.4901 | 9212.7556
| 1257 | Keetmanshoop AP | -26.54 | 18.111 | 1068.6 | 3135.461 | 5806.8737
| 1258 | Kellog | 62.483 | 86.278 | 60.4 | 3139.1067 | 5813.6255
| 1259 | Kelso Longview Southwest Washington Rgnl AP | 46.117 | -122.894 | 6 | 6493.5435 | 12026.0425
| 1260 | Kemerovo AP | 55.27 | 86.107 | 263 | 2971.0565 | 5502.3967
| 1261 | Kendari Haluoleo AP | -4.082 | 122.417 | 51 | 5362.9454 | 9932.1749
| 1262 | Keng Tung AP | 21.3 | 99.617 | 828 | 3568.2634 | 6608.4239
| 1263 | Kepino | 65.383 | 41.883 | 68.6 | 2561.6175 | 4744.1157
| 1264 | Kerbo | 62.712 | 101.116 | 230.4 | 3533.9503 | 6544.8759
| 1265 | Kerman Intl AP | 30.274 | 56.951 | 1748.3 | 1255.1309 | 2324.5024
| 1266 | Kestenga | 65.883 | 31.833 | 129 | 2580.49 | 4779.0675
| 1267 | Ketapang Rahadi Usman AP | -1.817 | 109.963 | 14 | 4623.4662 | 8562.6594
| 1268 | Kettstaka | 58.716 | 15.03 | 225.1 | 2310.973 | 4279.9221
| 1269 | Key Lake AP | 57.25 | -105.6 | 513.9 | 5603.2354 | 10377.192
| 1270 | Kezhma | 58.967 | 101.083 | 185 | 3497.2818 | 6476.966
| 1271 | Kgalagadi Transfrontier Park Twee Rivieren Rest Camp | -26.467 | 20.617 | 879 | 3088.7311 | 5720.3299
| 1272 | Khalid AB | 18.297 | 42.804 | 2065.9 | 521.9119 | 966.5808
| 1273 | Khalkhgol | 47.617 | 118.617 | 688 | 4150.2452 | 7686.2541
| 1274 | Khanbogd | 43.2 | 107.167 | 1125 | 3712.9999 | 6876.4759
| 1275 | Khanpur | 28.65 | 70.683 | 88 | 1952.9073 | 3616.7844
| 1276 | Kharasovoy Cape | 71.4 | 67.633 | 18 | 3117.1969 | 5773.0487
| 1277 | Kharga | 25.45 | 30.533 | 73 | 285.6939 | 529.1051
| 1278 | Kharj | 24.15 | 47.317 | 439 | 681.8366 | 1262.7615
| 1279 | Khartoum Intl AP | 15.589 | 32.553 | 385.6 | 466.5459 | 864.0431
| 1280 | Khatanbulag | 43 | 109.141 | 1140 | 3800.4428 | 7038.4201
| 1281 | Khatanga AP | 71.977 | 102.491 | 33 | 3683.144 | 6821.1826
| 1282 | Khatyrka | 62.059 | 175.282 | 13.2 | 5363.4521 | 9933.1133
| 1283 | Khatyryk Khomo | 63.949 | 124.831 | 76.5 | 4170.0349 | 7722.9046
| 1284 | Khlong Yai | 11.767 | 102.883 | 4 | 3920.8336 | 7261.3838
| 1285 | Khorinsk | 52.167 | 109.785 | 666.1 | 3775.9909 | 6993.1351
| 1286 | Khorramabad AP | 33.433 | 48.283 | 1184 | 940.827 | 1742.4117
| 1287 | Khoseda Khardsky | 67.033 | 59.4 | 83 | 2802.0873 | 5189.4658
| 1288 | Khost | 33.35 | 69.95 | 1146 | 1942.8004 | 3598.0663
| 1289 | Khucin | 46.035 | 137.875 | 10 | 4929.9553 | 9130.2773
| 1290 | Khums | 32.633 | 14.3 | 22 | 1240.1995 | 2296.8494
| 1291 | Khur | 33.783 | 55.083 | 845 | 1240.5231 | 2297.4488
| 1292 | Khutag | 49.383 | 102.7 | 938 | 3510.2785 | 6501.0357
| 1293 | Khuzdar | 27.833 | 66.633 | 1232 | 1736.8329 | 3216.6146
| 1294 | Kiana Baker Meml AP | 66.976 | -160.437 | 50.6 | 5366.374 | 9938.5246
| 1295 | Kigali Intl AP | -1.969 | 30.139 | 1481 | 1527.5932 | 2829.1025
| 1296 | Kigoma | -4.883 | 29.633 | 885 | 1705.3468 | 3158.3023
| 1297 | Kilimanjaro Intl AP | -3.429 | 37.074 | 893.7 | 1593.2287 | 2950.6596
| 1298 | Kiliyer | 60.95 | 119.3 | 249.3 | 4044.9914 | 7491.324
| 1299 | Kilkenny | 52.667 | -7.267 | 64 | 2622.61 | 4857.0738
| 1300 | Kilo Donnybrook 2 | 48.551 | -102.12 | 693.4 | 5940.8712 | 11002.4935
| 1301 | Kindakun Rocks | 53.3 | -132.767 | 14 | 6188.9247 | 11461.8886
| 1302 | King Cove AP | 55.117 | -162.27 | 47 | 6040.5962 | 11187.1842
| 1303 | King Salmon AP | 58.679 | -156.668 | 16.1 | 5875.4257 | 10881.2885
| 1304 | Kingaroy AP | -26.567 | 151.833 | 434 | 7400.3914 | 13705.5249
| 1305 | Kingisepp | 59.367 | 28.6 | 19 | 2202.8454 | 4079.6696
| 1306 | Kings Land O Lakes AP | 46.157 | -89.211 | 519 | 5674.0196 | 10508.2843
| 1307 | Kingscote AP | -35.717 | 137.517 | 6 | 6789.6903 | 12574.5065
| 1308 | Kingston Manley Intl AP | 17.936 | -76.788 | 3 | 6119.7702 | 11333.8145
| 1309 | Kingstown Argyle Intl AP | 13.144 | -61.211 | 20.1 | 5437.6575 | 10070.5416
| 1310 | Kingstree Williamsburg Rgnl AP | 33.717 | -79.857 | 20.4 | 5771.8023 | 10689.3779
| 1311 | Kinmen AP | 24.428 | 118.359 | 28.3 | 4509.149 | 8350.944
| 1312 | Kintore AP | -23.267 | 129.367 | 455 | 6169.1099 | 11425.1915
| 1313 | Kirakira AP | -10.449 | 161.895 | 16 | 7687.9028 | 14237.9959
| 1314 | Kirikkale | 39.85 | 33.517 | 748 | 1015.6177 | 1880.924
| 1315 | Kiritimati Cassidy Intl AP | 1.986 | -157.35 | 1.5 | 9152.346 | 16950.1447
| 1316 | Kirkja | 62.319 | -6.321 | 56 | 2894.2636 | 5360.1762
| 1317 | Kirkland Lake | 48.15 | -80 | 324 | 5301.1472 | 9817.7245
| 1318 | Kirksville Rgnl AP | 40.097 | -92.543 | 294 | 6023.9031 | 11156.2685
| 1319 | Kirkwall AP-Orkney Islands | 58.958 | -2.905 | 15.5 | 2694.1035 | 4989.4797
| 1320 | Kirov | 58.567 | 49.567 | 158 | 2227.5811 | 4125.4802
| 1321 | Kislokan | 63.583 | 103.967 | 211 | 3618.6985 | 6701.8297
| 1322 | Kitale AP | 0.972 | 34.959 | 1850.1 | 1324.0473 | 2452.1355
| 1323 | Kithira Island AP | 36.274 | 23.017 | 318.5 | 1012.2724 | 1874.7285
| 1324 | Kitsissorsuit Edderfugle Islands | 74.023 | -57.812 | 40 | 4129.536 | 7647.9007
| 1325 | Kitsissut Carey Islands | 76.691 | -73.067 | 11 | 4307.7844 | 7978.0167
| 1326 | Kittila Matorova | 68 | 24.24 | 340 | 2734.2348 | 5063.8028
| 1327 | Kittila Pokka AF | 68.17 | 25.783 | 272 | 2736.4447 | 5067.8956
| 1328 | Kivalina AP | 67.733 | -164.554 | 4 | 5296.3057 | 9808.7582
| 1329 | Kizel | 59.033 | 57.567 | 316 | 2369.9728 | 4389.1895
| 1330 | Klaipeda | 55.731 | 21.092 | 7.3 | 2062.1439 | 3819.0905
| 1331 | Klawock AP | 55.567 | -133.067 | 24 | 6057.395 | 11218.2956
| 1332 | Klimpen Klimpfjall | 65.067 | 14.8 | 593 | 2648.9133 | 4905.7874
| 1333 | Klintsy | 52.767 | 32.283 | 182 | 1793.5543 | 3321.6626
| 1334 | Klyuchi | 52.25 | 79.183 | 142 | 2675.626 | 4955.2593
| 1335 | Klyuchi | 56.117 | 97.317 | 338 | 3351.051 | 6206.1464
| 1336 | Klyuchi | 56.317 | 160.833 | 29 | 5319.1827 | 9851.1263
| 1337 | Kobelyaky | 49.154 | 34.208 | 118 | 1572.4974 | 2912.2652
| 1338 | Kocevje | 62.467 | 73.117 | 80 | 2828.563 | 5238.4988
| 1339 | Kogalym AP | 62.19 | 74.534 | 67.1 | 2849.3695 | 5277.0324
| 1340 | Kokpekty | 48.75 | 82.367 | 512 | 2715.8469 | 5029.7484
| 1341 | Kolasin | 42.822 | 19.518 | 945 | 1419.4865 | 2628.8889
| 1342 | Kolhapur AP | 16.665 | 74.289 | 608.4 | 2247.1694 | 4161.7577
| 1343 | Kolmarden Stromsfors | 58.689 | 16.311 | 154.8 | 2289.8848 | 4240.8666
| 1344 | Kolmyabr | 67.7 | 37.117 | 244 | 2687.9664 | 4978.1137
| 1345 | Kolpashevo | 58.317 | 82.95 | 75 | 2944.0922 | 5452.4587
| 1346 | Kolymsky | 68.733 | 158.717 | 12 | 4790.6059 | 8872.2022
| 1347 | Kolyucinskaya Bay | 66.796 | -174.749 | 31 | 5257.26 | 9736.4455
| 1348 | Kolyvan | 55.322 | 82.739 | 137 | 2864.672 | 5305.3726
| 1349 | Komatsujima AB | 34.005 | 134.626 | 6 | 5096.1051 | 9437.9866
| 1350 | Kombolcha Combolcha AP | 11.083 | 39.717 | 1864 | 765.6529 | 1417.9892
| 1351 | Komrat | 46.3 | 28.633 | 133 | 1434.271 | 2656.2699
| 1352 | Komsomolskiy | 45.35 | 46.033 | -1.7 | 1447.8507 | 2681.4195
| 1353 | Kondinskoye | 59.667 | 67.417 | 41 | 2593.071 | 4802.3676
| 1354 | Kongi | 51.1 | 143.55 | 15 | 4994.7386 | 9250.256
| 1355 | Kongsoya | 78.927 | 28.892 | 20 | 3365.7958 | 6233.4539
| 1356 | Konstantinovskaya | 68.15 | 161.167 | 8.4 | 4854.5712 | 8990.6659
| 1357 | Konstantinovsky Cape | 68.541 | 55.497 | 6.7 | 2838.7678 | 5257.398
| 1358 | Korkodon | 64.75 | 153.967 | 98 | 4844.982 | 8972.9067
| 1359 | Korliki | 61.536 | 82.423 | 71 | 3016.4171 | 5586.4045
| 1360 | Korsakov | 46.633 | 142.85 | 34 | 5098.2539 | 9441.9663
| 1361 | Kosetice | 49.567 | 15.083 | 532.1 | 1853.03 | 3431.8115
| 1362 | Kosh Agach | 50.008 | 88.673 | 1759 | 2973.6906 | 5507.275
| 1363 | Kosrae Intl AP-Caroline Islands | 5.357 | 162.958 | 3.4 | 7322.2108 | 13560.7345
| 1364 | Kostanay | 53.217 | 63.617 | 170 | 2234.4939 | 4138.2828
| 1365 | Kosyu | 65.633 | 59.15 | 89 | 2727.3525 | 5051.0568
| 1366 | Kotelny Island | 75.969 | 138.131 | 24 | 4257.4003 | 7884.7053
| 1367 | Koumac AP | -20.546 | 164.256 | 12.8 | 7996.9367 | 14810.3269
| 1368 | Koundara | 12.567 | -13.517 | 90 | 2833.7488 | 5248.1029
| 1369 | Koynas | 64.75 | 47.65 | 64 | 2558.3909 | 4738.1399
| 1370 | Kozyrevsk | 55.983 | 159.983 | 208 | 5311.0899 | 9836.1386
| 1371 | Krasnoarmeysky | 69.617 | 172.033 | 193 | 4954.9081 | 9176.4898
| 1372 | Krasnoborsk | 61.55 | 45.933 | 59.6 | 2360.7778 | 4372.1605
| 1373 | Krasnoflotskaya Island | 78.617 | 98.7 | 8 | 3749.7473 | 6944.5319
| 1374 | Krasnohrad | 49.361 | 35.416 | 159 | 1584.6129 | 2934.7031
| 1375 | Krasnoselkup AP | 65.707 | 82.455 | 24.7 | 3140.6963 | 5816.5696
| 1376 | Krenkel Obs Heiss Island | 80.617 | 58.05 | 22 | 3511.8508 | 6503.9477
| 1377 | Kresti | 70.85 | 89.883 | 29 | 3433.6099 | 6359.0455
| 1378 | Krestik | 64.1 | 161.033 | 450 | 5012.8673 | 9283.8303
| 1379 | Krestyakh | 62.259 | 116.168 | 139.1 | 3948.7022 | 7312.9964
| 1380 | Kristiinankaupunki Lighthouse | 62.204 | 21.17 | 21.7 | 2423.4575 | 4488.2433
| 1381 | Kroy Kaimana AP | -3.645 | 133.696 | 5.8 | 5976.0889 | 11067.7166
| 1382 | Krutoyarsky | 55.783 | 90.133 | 371 | 3110.9062 | 5761.3982
| 1383 | Kuala Belait | 4.583 | 114.2 | 3 | 4705.1152 | 8713.8733
| 1384 | Kuala Terengganu Sultan Mahmud AP | 5.383 | 103.103 | 6.4 | 4073.0727 | 7543.3307
| 1385 | Kudat AP | 6.917 | 116.833 | 5 | 4797.318 | 8884.633
| 1386 | Kudymkar | 59.017 | 54.65 | 186 | 2321.6538 | 4299.7028
| 1387 | Kufra AP | 24.179 | 23.314 | 416.7 | 647.4113 | 1199.0057
| 1388 | Kugluktuk AP | 67.817 | -115.144 | 22.6 | 5201.5729 | 9633.3129
| 1389 | Kulan | 42.95 | 72.75 | 683 | 2222.0848 | 4115.3011
| 1390 | Kulgera AP | -25.85 | 133.3 | 510 | 6422.7692 | 11894.9686
| 1391 | Kulsary | 46.8 | 53.917 | 18 | 1697.7772 | 3144.2835
| 1392 | Kulu | 61.883 | 147.35 | 670 | 4787.5619 | 8866.5647
| 1393 | Kulusuk AP | 65.583 | -37.15 | 37 | 3715.1392 | 6880.4379
| 1394 | Kumejima AP | 26.367 | 126.717 | 7 | 4895.2326 | 9065.9708
| 1395 | Kuminskaya | 58.717 | 66.083 | 81.2 | 2523.8075 | 4674.0915
| 1396 | Kunduz AP | 36.667 | 68.917 | 433 | 1936.3703 | 3586.1578
| 1397 | Kungirot | 43.083 | 58.933 | 64 | 1694.3842 | 3137.9995
| 1398 | Kungurtug | 50.603 | 97.52 | 1315 | 3314.489 | 6138.4336
| 1399 | Kupang El Tari Intl AP | -10.172 | 123.671 | 105 | 5575.0013 | 10324.9023
| 1400 | Kuqa | 41.717 | 82.95 | 1070 | 2640.3606 | 4889.9478
| 1401 | Kurgan AP | 55.467 | 65.4 | 74 | 2372.4346 | 4393.7488
| 1402 | Kurilsk AP | 45.267 | 147.967 | 106 | 5324.3161 | 9860.6335
| 1403 | Kursumlija | 43.133 | 21.267 | 383 | 1389.6131 | 2573.5635
| 1404 | Kurun Uryakh | 58.65 | 137.217 | 736 | 4602.1182 | 8523.1229
| 1405 | Kushiro AP | 43.041 | 144.193 | 99.7 | 5252.8772 | 9728.3285
| 1406 | Kusmurun | 52.467 | 64.667 | 110 | 2232.5783 | 4134.7349
| 1407 | Kusong | 39.983 | 125.25 | 99 | 4546.6026 | 8420.308
| 1408 | Kuwait City | 29.383 | 48 | 7.5 | 798.4611 | 1478.75
| 1409 | Kuzmovka | 62.313 | 92.115 | 62 | 3286.3599 | 6086.3386
| 1410 | Kuznetsk | 53.1 | 46.6 | 270 | 1885.3075 | 3491.5895
| 1411 | Kvitoya | 80.084 | 31.471 | 10 | 3432.402 | 6356.8085
| 1412 | Kyangtokynmank Cape | 69.217 | 179.367 | 7 | 5065.2528 | 9380.8483
| 1413 | Kyiv | 50.392 | 30.535 | 178.6 | 1659.7437 | 3073.8453
| 1414 | Kyra | 49.567 | 111.967 | 908 | 3871.0821 | 7169.244
| 1415 | Kyusyur | 70.683 | 127.4 | 33 | 4156.2019 | 7697.2858
| 1416 | L-Assomption | 45.809 | -73.435 | 21 | 5143.3322 | 9525.4512
| 1417 | La Bajada | 21.917 | -84.467 | 4 | 6366.3907 | 11790.5556
| 1418 | La Grande 4 AP | 53.755 | -73.675 | 306.3 | 4922.9433 | 9117.291
| 1419 | La Merced | -11.061 | -75.334 | 785 | 6785.2453 | 12566.2744
| 1420 | La Paz | 24.167 | -110.3 | 18 | 7335.4388 | 13585.2327
| 1421 | La Paz El Alto Intl AP | -16.513 | -68.192 | 4061.5 | 6504.0967 | 12045.5871
| 1422 | La Quiaca AP-Observatorio | -22.151 | -65.578 | 3479 | 6472.8421 | 11987.7037
| 1423 | La Rioja Almonacid AP | -29.382 | -66.796 | 437.7 | 6661.9914 | 12338.0081
| 1424 | La Rochelle | 46.15 | -1.15 | 10 | 2234.9926 | 4139.2063
| 1425 | La Romana Casa de Campo Intl AP | 18.45 | -68.92 | 94 | 5707.5993 | 10570.4739
| 1426 | La Ronge AP | 55.15 | -105.267 | 379.2 | 5698.8075 | 10554.1915
| 1427 | La Serena La Florida AP | -29.916 | -71.2 | 146.6 | 6892.7857 | 12765.4391
| 1428 | Labe | 11.326 | -12.287 | 1035.1 | 2792.0267 | 5170.8334
| 1429 | Labrea | -7.261 | -64.789 | 65.5 | 6119.4145 | 11333.1557
| 1430 | Labuan AP | 5.301 | 115.25 | 30.8 | 4746.6921 | 8790.8737
| 1431 | Labuha Taliabu | -0.633 | 127.5 | 3 | 5562.8503 | 10302.3988
| 1432 | Lady Franklin Point AP | 68.5 | -113.217 | 15.9 | 5145.0307 | 9528.5969
| 1433 | Lae | -6.733 | 147 | 9 | 6782.8903 | 12561.9129
| 1434 | Laghouat Medeghri AP | 33.764 | 2.927 | 765 | 1806.1016 | 3344.9002
| 1435 | Lago Carauari | -4.95 | -66.9 | 66 | 6183.5244 | 11451.8871
| 1436 | Lagos Muhammed Intl AP | 6.577 | 3.321 | 41.1 | 2080.837 | 3853.7101
| 1437 | Lagrange | -18.683 | 121.783 | 12 | 5672.4431 | 10505.3646
| 1438 | Lahore Iqbal Intl AP | 31.522 | 74.404 | 217 | 2154.6079 | 3990.3339
| 1439 | Lai Yen Chih | 39.383 | 102.833 | 1383 | 3540.9991 | 6557.9304
| 1440 | Laingsburg | -33.2 | 20.867 | 656 | 3473.7777 | 6433.4364
| 1441 | Laiyang | 36.983 | 120.65 | 72 | 4393.3962 | 8136.5697
| 1442 | Lajes AP | 38.77 | -27.096 | 54 | 3276.5187 | 6068.1127
| 1443 | Lake Emanda | 65.301 | 135.81 | 674.9 | 4422.0905 | 8189.7116
| 1444 | Lake Khargy | 71.5 | 132.667 | 18 | 4245.7327 | 7863.0969
| 1445 | Lake Taymyr | 74.5 | 102.5 | 80 | 3722.0262 | 6893.1926
| 1446 | Lakeview | 42.22 | -120.35 | 1455 | 6666.9236 | 12347.1424
| 1447 | Lamap Malekoula Island | -16.422 | 167.807 | 35 | 8130.8535 | 15058.3406
| 1448 | Lambarene AP | -0.704 | 10.246 | 25 | 2031.1654 | 3761.7183
| 1449 | Lamu Manda AP | -2.252 | 40.913 | 6.1 | 1556.8701 | 2883.3233
| 1450 | Lanai AP Maui | 20.783 | -156.95 | 399 | 8096.0764 | 14993.9335
| 1451 | Landsort Lighthouse | 58.74 | 17.866 | 19.9 | 2270.2535 | 4204.5095
| 1452 | Lansdowne House AP | 52.196 | -87.936 | 253 | 5402.9614 | 10006.2845
| 1453 | Lanzarote AP-Canary Islands | 28.945 | -13.605 | 14.3 | 2632.7582 | 4875.8681
| 1454 | Lanzhou Zhongchuan AP | 36.515 | 103.62 | 1947.1 | 3597.6976 | 6662.936
| 1455 | Laoting | 39.433 | 118.9 | 12 | 4274.3043 | 7916.0116
| 1456 | Larantuka Gewayenta | -8.267 | 122.967 | 9 | 5491.8633 | 10170.9308
| 1457 | Larestan Intl AP | 27.674 | 54.383 | 792.5 | 1088.4535 | 2015.8158
| 1458 | Largeau Faya AP | 17.917 | 19.111 | 235 | 944.8009 | 1749.7713
| 1459 | Larisa AP | 39.65 | 22.466 | 73.5 | 1187.0639 | 2198.4424
| 1460 | Larnaca Intl AP | 34.875 | 33.625 | 2.4 | 717.4052 | 1328.6344
| 1461 | Larsen Ice Shelf AWS | -67.013 | -61.459 | 17 | 6827.4226 | 12644.3866
| 1462 | Laryak AP | 61.1 | 80.25 | 57 | 2948.8969 | 5461.357
| 1463 | Las Flores AP | -36.067 | -59.1 | 38 | 6398.6309 | 11850.2645
| 1464 | Las Flores El Banco | 9.067 | -73.983 | 34 | 6223.475 | 11525.8756
| 1465 | Las Gaviotas | 4.55 | -70.917 | 171 | 6175.87 | 11437.7113
| 1466 | Las Palmas Gran Canaria AP-Canary Islands | 27.932 | -15.387 | 23.8 | 2731.7057 | 5059.119
| 1467 | Las Vegas Nellis AFB | 36.25 | -115.033 | 583 | 6872.3061 | 12727.511
| 1468 | Latronico | 40.087 | 16.014 | 896 | 1408.3096 | 2608.1893
| 1469 | Laverton AP | -28.15 | 123.65 | 442 | 5981.2783 | 11077.3274
| 1470 | Lavrentiya AP | 65.577 | -171 | 15 | 5362.5298 | 9931.4051
| 1471 | Leedale AgDM | 52.553 | -114.472 | 947 | 6004.6257 | 11120.5668
| 1472 | Legendre Island | -20.367 | 116.85 | 29 | 5456.6729 | 10105.7582
| 1473 | Leka | 65.1 | 11.7 | 47 | 2688.9089 | 4979.8593
| 1474 | Leknes AP | 68.155 | 13.615 | 26.2 | 2826.8773 | 5235.3767
| 1475 | Lemieux | 46.304 | -72.061 | 97.2 | 5078.7674 | 9405.8772
| 1476 | Lemmon Muni AP | 45.919 | -102.106 | 783.6 | 6062.6086 | 11227.9512
| 1477 | Lenghu | 38.833 | 93.383 | 2771 | 3102.5616 | 5745.9441
| 1478 | Leningradskaya | -69.5 | 159.383 | 291 | 7407.1702 | 13718.0793
| 1479 | Leon San Carlos AP | 21.067 | -101.55 | 1829 | 7146.2261 | 13234.8107
| 1480 | Leonora AP | -28.883 | 121.317 | 370 | 5882.8179 | 10894.9788
| 1481 | Lephalale | -23.683 | 27.7 | 839 | 2838.1935 | 5256.3344
| 1482 | Les Escaldes | 42.488 | 1.953 | 1395 | 2019.7529 | 3740.5823
| 1483 | Leshukonskoye | 64.9 | 45.767 | 71 | 2553.7482 | 4729.5416
| 1484 | Leskino | 72.333 | 79.5 | 10 | 3314.3938 | 6138.2574
| 1485 | Lettsome Intl AP | 18.445 | -64.543 | 4.6 | 5482.4848 | 10153.5618
| 1486 | Lhasa | 29.667 | 91.133 | 3660 | 3021.8187 | 5596.4081
| 1487 | Lhatse | 29.067 | 87.683 | 4237 | 2845.7975 | 5270.417
| 1488 | Liangping AP | 30.683 | 107.8 | 455 | 3865.5923 | 7159.0769
| 1489 | Lianping | 24.367 | 114.483 | 214 | 4308.734 | 7979.7754
| 1490 | Libreville Intl AP | 0.459 | 9.412 | 11.9 | 2017.0748 | 3735.6225
| 1491 | Lichinga AP | -13.274 | 35.266 | 1373.1 | 2180.3909 | 4038.0839
| 1492 | Lichtenburg AP | -26.176 | 26.185 | 1485.9 | 3000.0044 | 5556.0081
| 1493 | Lidgerwood AMOS | 46.1 | -97.15 | 351 | 5917.0301 | 10958.3398
| 1494 | Liesek | 49.367 | 19.683 | 693 | 1742.7214 | 3227.52
| 1495 | Lifou Ouananham AP | -20.775 | 167.24 | 28 | 8163.7931 | 15119.3448
| 1496 | Lifuka Island AP | -19.777 | -174.341 | 9.4 | 9168.5302 | 16980.118
| 1497 | Lilabari AP | 27.295 | 94.098 | 100.6 | 3196.5814 | 5920.0687
| 1498 | Lilongwe Intl AP | -13.789 | 33.781 | 1261 | 2212.4532 | 4097.4633
| 1499 | Lima Chavez Intl AP | -12.022 | -77.114 | 34.4 | 6903.577 | 12785.4247
| 1500 | Limbert AWS | -75.914 | -59.264 | 40 | 6810.5176 | 12613.0786
| 1501 | Limon Intl AP | 9.958 | -83.022 | 2.1 | 6671.9626 | 12356.4748
| 1502 | Lincoln Logan County AP | 40.158 | -89.335 | 182 | 5910.1735 | 10945.6413
| 1503 | Lindburg Landing | 61.125 | -122.851 | 183 | 5649.4019 | 10462.6924
| 1504 | Linguere | 15.383 | -15.117 | 21 | 2868.3385 | 5312.163
| 1505 | Linton Muni AP | 46.22 | -100.24 | 541.9 | 5998.4115 | 11109.058
| 1506 | Linxi | 43.633 | 118.033 | 825.4 | 4176.6367 | 7735.1312
| 1507 | Lisboa Geof | 38.719 | -9.15 | 77.8 | 2437.9616 | 4515.1049
| 1508 | Litang | 30 | 100.267 | 3950 | 3490.3724 | 6464.1698
| 1509 | Little Chicago | 67.167 | -130.217 | 63 | 5358.9041 | 9924.6905
| 1510 | Little Sound Bermuda NAS Annex | 32.267 | -64.85 | 13 | 5149.5881 | 9537.0371
| 1511 | Livingstone Nkumbula Intl AP | -17.8 | 25.817 | 992.1 | 2511.0083 | 4650.3874
| 1512 | Livny | 52.433 | 37.6 | 179 | 1773.1849 | 3283.9384
| 1513 | Ljubljana Bezigrad | 46.066 | 14.512 | 298 | 1707.0012 | 3161.3662
| 1514 | Loei AP | 17.439 | 101.722 | 262.1 | 3747.3617 | 6940.1139
| 1515 | Loksak | 54.733 | 130.45 | 464 | 4473.342 | 8284.6293
| 1516 | Lombrum Manus Island | -2.05 | 147.403 | 1 | 6694.8418 | 12398.847
| 1517 | Lome Tokoin Eyadema Intl AP | 6.166 | 1.255 | 21.9 | 2199.1259 | 4072.7812
| 1518 | London Wea Ctr St James Park | 51.5 | -0.117 | 5 | 2358.5532 | 4368.0405
| 1519 | Londrina | -23.383 | -51.183 | 566 | 5750.5673 | 10650.0506
| 1520 | Lonely AFS AP | 70.917 | -153.233 | 12 | 5163.5148 | 9562.8295
| 1521 | Longnan Wudu | 33.4 | 104.917 | 1079 | 3689.4937 | 6832.9422
| 1522 | Longreach AP | -23.433 | 144.283 | 192 | 6956.8577 | 12884.1006
| 1523 | Lord Howe Island AP | -31.542 | 159.079 | 7 | 7819.3557 | 14481.4468
| 1524 | Losinoborskoye | 58.45 | 89.467 | 133 | 3137.6593 | 5810.9449
| 1525 | Lourdes de Blanc Sablon AP | 51.45 | -57.183 | 37.2 | 4418.932 | 8183.862
| 1526 | Lovech | 43.15 | 24.7 | 221 | 1315.1003 | 2435.5657
| 1527 | Lovozero | 68 | 35.033 | 162 | 2704.8318 | 5009.3486
| 1528 | Lowendal Islands Varanus Island | -20.652 | 115.578 | 11 | 5398.6418 | 9998.2847
| 1529 | Luanda Quatro de Fevereiro Intl AP | -8.858 | 13.231 | 74.1 | 2303.6616 | 4266.3813
| 1530 | Luang Namtha | 21.05 | 101.467 | 644 | 3672.2797 | 6801.062
| 1531 | Lubango AP | -14.925 | 13.575 | 1761.1 | 2604.762 | 4824.0192
| 1532 | Lubbock Smith Intl AP | 33.65 | -101.817 | 991.8 | 6612.5658 | 12246.4718
| 1533 | Lucknow Amausi Singh Intl AP | 26.761 | 80.889 | 125 | 2499.2801 | 4628.6667
| 1534 | Luderitz AP | -26.683 | 15.25 | 139 | 3199.384 | 5925.2592
| 1535 | Luena AP | -11.768 | 19.898 | 1328.9 | 2270.9905 | 4205.8744
| 1536 | Lugo Rozas AP | 43.111 | -7.457 | 446 | 2421.5195 | 4484.6541
| 1537 | Lukunor Atoll Caroline Islands | 5.5 | 153.817 | 3 | 6842.6956 | 12672.6723
| 1538 | Lumaringbo | 32.3 | 84.05 | 4420 | 2647.7275 | 4903.5912
| 1539 | Lumkoy | 59.533 | 70.417 | 50 | 2655.5746 | 4918.1241
| 1540 | Lun | 62.233 | 52.483 | 120 | 2464.0825 | 4563.4808
| 1541 | Lungi Intl AP | 8.616 | -13.195 | 25.6 | 2903.2454 | 5376.8105
| 1542 | Lungi Intl AP | 8.616 | -13.195 | 25.6 | 2903.2454 | 5376.8105
| 1543 | Luperon Intl AP-Puerto Plata Intl AP | 19.758 | -70.57 | 4.6 | 5756.1735 | 10660.4333
| 1544 | Lupin AP CS | 65.755 | -111.246 | 496.5 | 5265.0087 | 9750.7962
| 1545 | Lusaka Kaunda Intl AP | -15.333 | 28.45 | 1151.8 | 2336.0832 | 4326.4261
| 1546 | Lusi | 32.067 | 121.6 | 10 | 4526.2701 | 8382.6522
| 1547 | Lutselke AP | 62.416 | -110.69 | 178.9 | 5429.483 | 10055.4026
| 1548 | Luwuk Syukuran Aminuddin Amir AP | -1.039 | 122.772 | 17.1 | 5310.828 | 9835.6535
| 1549 | Luxembourg Univ | 49.65 | 6.133 | 235 | 2100.4198 | 3889.9774
| 1550 | Lypovets | 49.25 | 29.233 | 299 | 1601.3358 | 2965.6739
| 1551 | Maan AP | 30.167 | 35.783 | 1069 | 432.836 | 801.6123
| 1552 | Maarik | 30.533 | 38.9 | 813 | 498.708 | 923.6072
| 1553 | Mabaruma | 8.2 | -59.783 | 50 | 5479.3704 | 10147.7939
| 1554 | Macau Intl AP | 22.16 | 113.565 | 114 | 4300.9722 | 7965.4005
| 1555 | Mackar Inlet | 68.3 | -85.667 | 395 | 4753.2688 | 8803.0538
| 1556 | Macmillan Pass | 63.244 | -130.037 | 1379 | 5586.9518 | 10347.0347
| 1557 | Macquarie Island | -54.499 | 158.937 | 8.3 | 7697.5277 | 14255.8213
| 1558 | Madang AP | -5.207 | 145.789 | 6.1 | 6680.9853 | 12373.1848
| 1559 | Madium Iswahyudi AP | -7.616 | 111.434 | 113 | 4848.4829 | 8979.3904
| 1560 | Madrid WS | 40.452 | -3.724 | 669 | 2216.2342 | 4104.4657
| 1561 | Mae Sariang | 18.167 | 97.933 | 213 | 3527.1499 | 6532.2817
| 1562 | Maevatanana | -16.95 | 46.833 | 79 | 2499.971 | 4629.9464
| 1563 | Magdalena AP | -13.333 | -64.15 | 141 | 6217.9047 | 11515.5595
| 1564 | Magnitogorsk | 53.35 | 59.083 | 384 | 2127.81 | 3940.7041
| 1565 | Magnus Oil Platform | 61.617 | 1.3 | 470 | 2701.44 | 5003.0669
| 1566 | Maguesyes Islands | 17.97 | -67.05 | 5 | 5624.1743 | 10415.9708
| 1567 | Mahanoro AP | -19.833 | 48.8 | 5 | 2698.8033 | 4998.1837
| 1568 | Maine Soroa | 13.233 | 11.983 | 338 | 1437.2864 | 2661.8544
| 1569 | Maiquetia Bolivar Intl AP | 10.603 | -66.991 | 71.6 | 5810.3387 | 10760.7473
| 1570 | Majavatn | 65.166 | 13.367 | 319.3 | 2671.2288 | 4947.1157
| 1571 | Majene | -3.551 | 118.981 | 26 | 5161.0163 | 9558.2022
| 1572 | Majuro Atoll Weather Center | 7.088 | 171.138 | 2 | 7670.8435 | 14206.4021
| 1573 | Makarova Bay | 73.683 | 85.25 | 15 | 3443.6494 | 6377.6387
| 1574 | Makat | 47.633 | 53.317 | -22 | 1722.0635 | 3189.2617
| 1575 | Makhachkala Uytash AP | 42.817 | 47.652 | 3.7 | 1347.8607 | 2496.2381
| 1576 | Makindu AP | -2.283 | 37.833 | 1000 | 1528.7339 | 2831.2153
| 1577 | Makkaur Lighthouse | 70.707 | 30.079 | 9 | 2872.758 | 5320.3477
| 1578 | Makkovik AP | 55.083 | -59.183 | 71 | 4425.271 | 8195.6018
| 1579 | Makushino | 55.25 | 67.3 | 140 | 2412.349 | 4467.6703
| 1580 | Malabo AP | 3.755 | 8.709 | 23.2 | 1916.5788 | 3549.5038
| 1581 | Malabo AP | 3.755 | 8.709 | 23.2 | 1916.5788 | 3549.5038
| 1582 | Malacca Intl AP | 2.263 | 102.252 | 10.7 | 4100.3503 | 7593.8488
| 1583 | Malaga AP | 36.666 | -4.482 | 15.8 | 2197.6459 | 4070.0403
| 1584 | Malakal AP | 9.559 | 31.652 | 393.5 | 830.5458 | 1538.1708
| 1585 | Malanje | -9.55 | 16.367 | 1142 | 2242.7506 | 4153.5742
| 1586 | Malargue Salomon AP | -35.494 | -69.574 | 1430.1 | 6885.1601 | 12751.3164
| 1587 | Malaybalay | 8.15 | 125.133 | 627 | 5226.096 | 9678.7299
| 1588 | Male Nasir Intl AP | 4.192 | 73.529 | 1.8 | 2505.95 | 4641.0194
| 1589 | Malikus Saleh AP | 5.227 | 96.95 | 27.4 | 3737.6284 | 6922.0879
| 1590 | Malin Head | 55.367 | -7.333 | 25 | 2699.3842 | 4999.2595
| 1591 | Malmo AP-Sturup | 55.523 | 13.379 | 73 | 2178.4901 | 4034.5636
| 1592 | Malo Kurilskoye | 43.75 | 146.667 | 65 | 5324.6166 | 9861.19
| 1593 | Malta Intl AP | 35.85 | 14.483 | 91 | 1318.2723 | 2441.4403
| 1594 | Maly Taymyr Island | 78.133 | 107.2 | 12 | 3839.6829 | 7111.0928
| 1595 | Maly Tuostakh | 67.383 | 137.217 | 224 | 4411.583 | 8170.2518
| 1596 | Malye Karmakuly Bay | 72.367 | 52.7 | 19 | 3026.784 | 5605.604
| 1597 | Man AP | 7.272 | -7.587 | 331.9 | 2632.8547 | 4876.047
| 1598 | Managua Sandino Intl AP | 12.141 | -86.168 | 59.1 | 6765.3952 | 12529.5118
| 1599 | Mananjary AP | -21.202 | 48.358 | 6.1 | 2769.6764 | 5129.4407
| 1600 | Mandalgovi | 45.767 | 106.283 | 1393 | 3661.7972 | 6781.6484
| 1601 | Mandera | 3.933 | 41.867 | 231 | 1213.6063 | 2247.5989
| 1602 | Mandora AP | -19.733 | 120.85 | 8 | 5648.2488 | 10460.5568
| 1603 | Mangaia Oneroa Village | -21.917 | -157.95 | 41 | 10097.272 | 18700.1477
| 1604 | Mangareva Atituiti | -23.133 | -134.967 | 89 | 10264.5347 | 19009.9182
| 1605 | Mangnai | 38.25 | 90.85 | 2945 | 2983.2207 | 5524.9246
| 1606 | Mangrove Cay Andros Island | 24.25 | -77.65 | 2 | 5972.5827 | 11061.2232
| 1607 | Manihiki Humphrey Island | -10.377 | -161.002 | 1.8 | 9627.8192 | 17830.7212
| 1608 | Maniitsoq Sukkertoppen AP | 65.417 | -52.933 | 32 | 4107.63 | 7607.3307
| 1609 | Manila | 14.583 | 120.983 | 13 | 4853.5206 | 8988.7202
| 1610 | Manistique Schoolcraft County AP | 45.971 | -86.174 | 209 | 5582.7557 | 10339.2636
| 1611 | Maniwaki AP | 46.275 | -75.992 | 199.7 | 5222.0882 | 9671.3073
| 1612 | Manizales La Nubia AP | 5.03 | -75.465 | 2094.3 | 6409.7987 | 11870.9472
| 1613 | Mankota | 49.1 | -107.017 | 830 | 6031.9204 | 11171.1165
| 1614 | Manley Hot Springs AP | 64.999 | -150.638 | 85 | 5523.4529 | 10229.4347
| 1615 | Mansa | -11.1 | 28.85 | 1384 | 2081.3797 | 3854.7152
| 1616 | Manta Alfaro Intl AP | -0.95 | -80.683 | 14.6 | 6847.0618 | 12680.7585
| 1617 | Manzanillo Playa de Oro Intl AP | 19.145 | -104.559 | 9.1 | 7348.3961 | 13609.2296
| 1618 | Manzhouli | 49.55 | 117.467 | 710 | 4083.5061 | 7562.6533
| 1619 | Mao | 14.117 | 15.317 | 355 | 1240.3059 | 2297.0465
| 1620 | Maputo Intl AP | -25.921 | 32.573 | 44.2 | 2943.904 | 5452.1102
| 1621 | Maquinchao AP | -41.25 | -68.733 | 888 | 6909.7069 | 12796.7771
| 1622 | Mar Del Plata Piazzolla Intl AP | -37.934 | -57.573 | 21.6 | 6361.2053 | 11780.9523
| 1623 | Mara | -23.15 | 29.567 | 897 | 2792.0673 | 5170.9087
| 1624 | Maracaibo La Chinita Intl AP | 10.558 | -71.728 | 71.6 | 6064.0359 | 11230.5945
| 1625 | Maradi AP | 13.503 | 7.127 | 378 | 1686.6178 | 3123.6162
| 1626 | Marambio Stn | -64.241 | -56.627 | 0 | 6689.9912 | 12389.8637
| 1627 | Marathon AP | 48.755 | -86.344 | 315.5 | 5485.0537 | 10158.3195
| 1628 | Marche AP | 43.617 | 13.36 | 15 | 1638.1626 | 3033.8771
| 1629 | Marcos Juarez AP | -32.684 | -62.158 | 110 | 6486.2334 | 12012.5043
| 1630 | Margaret Lake | 68.801 | -140.847 | 568 | 5298.3982 | 9812.6334
| 1631 | Margaritovo | 43.409 | 134.754 | 30 | 4872.9369 | 9024.6792
| 1632 | Marion Island Prince Edwards Islands | -46.883 | 37.867 | 22 | 4203.371 | 7784.6431
| 1633 | Marion Wytheville Mountain Empire AP | 36.895 | -81.35 | 780 | 5727.5463 | 10607.4158
| 1634 | Marjaniemi Hailuoto Island | 65.04 | 24.561 | 7.3 | 2559.805 | 4740.7588
| 1635 | Markovo | 64.683 | 170.417 | 26 | 5158.5683 | 9553.6684
| 1636 | Marmul AP | 18.133 | 55.183 | 273 | 1171.7143 | 2170.0149
| 1637 | Marrawah | -40.917 | 144.7 | 108 | 7174.8075 | 13287.7435
| 1638 | Marree AP | -29.65 | 138.067 | 51 | 6730.3738 | 12464.6523
| 1639 | Marrupa AP | -13.225 | 37.552 | 755.9 | 2182.5633 | 4042.1072
| 1640 | Marsa Alam Intl AP | 25.557 | 34.582 | 76.5 | 155.3911 | 287.7844
| 1641 | Marsabit | 2.3 | 37.9 | 1345 | 1255.6485 | 2325.4611
| 1642 | Marshall Hunter AP | 61.864 | -162.026 | 31.4 | 5652.6433 | 10468.6954
| 1643 | Marticot Island | 47.328 | -54.585 | 26.6 | 4389.8874 | 8130.0714
| 1644 | Martin De Vivies Stn Amsterdam Island | -37.795 | 77.569 | 29 | 4373.8927 | 8100.4493
| 1645 | Martinique Cesaire Intl AP | 14.591 | -61.003 | 4.9 | 5391.5144 | 9985.0847
| 1646 | Martinique Cesaire Intl AP | 14.591 | -61.003 | 4.9 | 5391.5144 | 9985.0847
| 1647 | Martinsburg Altoona Blair County AP | 40.296 | -78.32 | 451.1 | 5496.5624 | 10179.6335
| 1648 | Masbate Espinosa AP | 12.369 | 123.629 | 7.9 | 5046.6579 | 9346.4105
| 1649 | Maseru Moshoeshoe Intl AP | -29.462 | 27.553 | 1630.1 | 3182.6183 | 5894.209
| 1650 | Masindi AP | 1.683 | 31.717 | 1147 | 1295.5388 | 2399.3379
| 1651 | Masirah AFB | 20.675 | 58.89 | 19.5 | 1338.7459 | 2479.3574
| 1652 | Massawa | 15.617 | 39.45 | 10 | 510.4236 | 945.3045
| 1653 | Masvingo Intl AP | -20.055 | 30.859 | 1095.8 | 2599.2901 | 4813.8853
| 1654 | Mataram Zainuddin Abdul Madjid Intl AP | -8.75 | 116.267 | 96 | 5138.367 | 9516.2557
| 1655 | Matinicus Rock | 43.785 | -68.854 | 16.2 | 5025.7613 | 9307.7099
| 1656 | Matlapa | 21.317 | -98.817 | 132 | 7023.6125 | 13007.7303
| 1657 | Matsapha AP | -26.529 | 31.308 | 632.5 | 2984.7883 | 5527.828
| 1658 | Matthew Island | -22.349 | 171.353 | 27 | 8407.4328 | 15570.5655
| 1659 | Matthew Town AP | 20.975 | -73.667 | 2.4 | 5876.8285 | 10883.8863
| 1660 | Matua AP | 48.052 | 153.25 | 58 | 5411.8486 | 10022.7436
| 1661 | Matuku Yaroi | -19.133 | 179.745 | 13 | 8832.9398 | 16358.6046
| 1662 | Matupa | -10.25 | -54.917 | 285 | 5644.7743 | 10454.1221
| 1663 | Maturin Monagas Intl AP | 9.749 | -63.153 | 68.3 | 5625.0286 | 10417.553
| 1664 | Mauke AP | -20.167 | -157.35 | 25 | 10108.6335 | 18721.1892
| 1665 | Maumere Seda AP | -8.641 | 122.237 | 3 | 5460.757 | 10113.3219
| 1666 | Maun AP | -19.973 | 23.431 | 942.7 | 2670.6073 | 4945.9647
| 1667 | Mawson Stn East Antarctica | -67.602 | 62.872 | 16 | 5586.0521 | 10345.3684
| 1668 | Mayma | 52.017 | 85.9 | 331 | 2903.0854 | 5376.5141
| 1669 | Maymana AP | 35.933 | 64.767 | 815 | 1731.2366 | 3206.2501
| 1670 | Mayumba | -3.429 | 10.66 | 34 | 2135.5949 | 3955.1218
| 1671 | Mazar i Sharif AP | 36.707 | 67.21 | 391.4 | 1858.1114 | 3441.2223
| 1672 | Mazatlan | 23.2 | -106.417 | 4 | 7242.5891 | 13413.275
| 1673 | Mazong Shan | 41.8 | 97.033 | 1770 | 3269.3279 | 6054.7954
| 1674 | Mazyr | 52.036 | 29.192 | 190 | 1765.7934 | 3270.2494
| 1675 | Mbala AP | -8.85 | 31.333 | 1673 | 1926.5385 | 3567.9493
| 1676 | Mbarara | -0.617 | 30.65 | 1413 | 1442.1795 | 2670.9164
| 1677 | Mbeya AP | -8.933 | 33.467 | 1707 | 1921.5267 | 3558.6674
| 1678 | McArthur River Mine AP | -16.433 | 136.067 | 41 | 6387.074 | 11828.8611
| 1679 | McCluer Island | -11.05 | 132.983 | 2 | 6104.38 | 11305.3118
| 1680 | McElroy AF | 40.054 | -106.369 | 2258.9 | 6455.291 | 11955.199
| 1681 | Mcinnes Island | 52.25 | -128.717 | 26 | 6215.9843 | 11512.003
| 1682 | Mcmurdo Stn Pegasus Field Ross Island | -77.846 | 165.668 | 24 | 7245.8613 | 13419.3351
| 1683 | Mechanic Settlement RCS | 45.694 | -65.165 | 404.3 | 4834.8201 | 8954.0867
| 1684 | Mecheria AP | 33.536 | -0.242 | 1175 | 1959.0975 | 3628.2485
| 1685 | Mecklenburg Brunswick Rgnl AP | 36.688 | -78.054 | 135 | 5601.2934 | 10373.5954
| 1686 | Medan Belawan | 3.8 | 98.7 | 3 | 3868.0038 | 7163.5431
| 1687 | Medina Abdulaziz Intl AP | 24.553 | 39.705 | 655.6 | 275.0991 | 509.4836
| 1688 | Meeker AP | 40.044 | -107.889 | 1957 | 6497.2691 | 12032.9423
| 1689 | Mehamn AP | 71.033 | 27.83 | 11.9 | 2897.9584 | 5367.019
| 1690 | Meix devant Virton | 49.6 | 5.483 | 252 | 2118.3072 | 3923.1049
| 1691 | Mekambo | 1.017 | 13.933 | 501 | 1804.919 | 3342.7101
| 1692 | Mekele Nega AP | 13.467 | 39.533 | 2254.3 | 628.5657 | 1164.1036
| 1693 | Meknes Bassatine AFB | 33.879 | -5.515 | 576.1 | 2223.0551 | 4117.0981
| 1694 | Meleuz | 52.933 | 55.919 | 180 | 2037.4791 | 3773.4113
| 1695 | Melfort | 52.817 | -104.6 | 490 | 5797.435 | 10736.8495
| 1696 | Melita | 49.281 | -100.986 | 445.9 | 5878.4918 | 10886.9669
| 1697 | Melo Cerro Largo Intl AP | -32.338 | -54.217 | 114 | 6097.4222 | 11292.4259
| 1698 | Mendoza El Plumerillo Intl AP | -32.832 | -68.793 | 704.1 | 6812.8131 | 12617.3298
| 1699 | Meningie | -35.7 | 139.333 | 3 | 6876.1273 | 12734.5877
| 1700 | Menongue | -14.65 | 17.683 | 1343 | 2481.7815 | 4596.2593
| 1701 | Menorca AP | 39.855 | 4.216 | 86 | 1861.2521 | 3447.0389
| 1702 | Menshikova Cape | 70.717 | 57.617 | 14 | 2975.4616 | 5510.5548
| 1703 | Menza | 49.433 | 108.9 | 940 | 3752.5165 | 6949.6605
| 1704 | Merauke Mopah Intl AP | -8.52 | 140.418 | 3 | 6458.6774 | 11961.4705
| 1705 | Merdjaayoun | 33.367 | 35.583 | 773 | 623.8943 | 1155.4522
| 1706 | Merida Rejon Intl AP | 20.937 | -89.658 | 11.6 | 6638.4649 | 12294.437
| 1707 | Mersa Matruh AP | 31.325 | 27.222 | 28.7 | 650.2399 | 1204.2442
| 1708 | Mersin | 36.48 | 34.3798 | 3 | 810.8877 | 1501.764
| 1709 | Mertouek | 24.217 | 5.533 | 1343 | 1621.6118 | 3003.2251
| 1710 | Metehara Lake Basaka | 8.867 | 39.9 | 930 | 895.1778 | 1657.8694
| 1711 | Methoni | 36.833 | 21.7 | 53.2 | 1079.9304 | 2000.031
| 1712 | Mezen | 65.867 | 44.217 | 19 | 2601.1276 | 4817.2884
| 1713 | Michael AAF-Dugway Proving Ground | 40.183 | -112.933 | 1325 | 6618.5021 | 12257.4658
| 1714 | Michurinsk | 52.883 | 40.483 | 158 | 1813.6789 | 3358.9333
| 1715 | Middleton Island AP | 59.433 | -146.333 | 14 | 5864.0555 | 10860.2307
| 1716 | Midway Island Henderson Field AP | 28.217 | -177.367 | 3 | 7214.2952 | 13360.8748
| 1717 | Midway Ozark Rgnl AP | 36.369 | -92.47 | 283 | 6170.786 | 11428.2958
| 1718 | Miercurea Ciuc | 46.371 | 25.773 | 662.2 | 1474.4887 | 2730.7531
| 1719 | Mikkeli AP | 61.689 | 27.202 | 100.3 | 2347.6468 | 4347.8418
| 1720 | Mikulkin Nos Cape | 67.822 | 46.65 | 14 | 2728.9285 | 5053.9756
| 1721 | Miles Constance St | -26.65 | 150.183 | 305 | 7314.5 | 13546.454
| 1722 | Miliana | 36.3 | 2.233 | 721 | 1876.8879 | 3475.9964
| 1723 | Milingimbi AP | -12.117 | 134.9 | 16 | 6232.8341 | 11543.2087
| 1724 | Milos | 36.733 | 24.433 | 168.4 | 990.778 | 1834.9209
| 1725 | Milwaukee | 43.044 | -87.895 | 188 | 5750.0069 | 10649.0127
| 1726 | Mimika Kokonao AP | -4.717 | 136.433 | 3 | 6152.3232 | 11394.1025
| 1727 | Minab | 27.12 | 57.1 | 27 | 1226.7951 | 2272.0245
| 1728 | Minami Torishima AB | 24.29 | 153.979 | 6.7 | 6264.8147 | 11602.4367
| 1729 | Minamidaito AP | 25.847 | 131.263 | 50.9 | 5133.9511 | 9508.0774
| 1730 | Mindat | 21.383 | 93.95 | 1395 | 3259.4991 | 6036.5923
| 1731 | Minicoy | 8.3 | 73.15 | 2 | 2368.3911 | 4386.2602
| 1732 | Minnipa DPI | -32.85 | 135.15 | 166 | 6634.582 | 12287.2459
| 1733 | Minsk | 53.929 | 27.635 | 228 | 1888.8083 | 3498.073
| 1734 | MIRAMAR DOMINICCI AP ISLA GRANDE AP | 18.457 | -66.098 | 3 | 5562.5157 | 10301.7791
| 1735 | Mirny Research Stn | -66.553 | 93.01 | 40 | 5978.5227 | 11072.2241
| 1736 | Misima AP | -10.683 | 152.833 | 7 | 7192.0939 | 13319.7579
| 1737 | Mission River Weipa AP | -12.661 | 141.843 | 19.2 | 6625.9387 | 12271.2384
| 1738 | Mistook | 48.583 | -71.7 | 113 | 5002.2365 | 9264.142
| 1739 | Miyako AP | 24.783 | 125.295 | 45.7 | 4858.0581 | 8997.1236
| 1740 | Moanda AP | -1.533 | 13.267 | 573 | 1947.5572 | 3606.876
| 1741 | Mocamedes | -15.2 | 12.15 | 43 | 2660.5155 | 4927.2747
| 1742 | Mocopulli AP | -42.333 | -73.717 | 160 | 7139.7363 | 13222.7917
| 1743 | Mogadishu Intl AP | 2.033 | 45.35 | 9 | 1397.2606 | 2587.7266
| 1744 | Mokohinau Island | -35.903 | 175.115 | 0 | 8610.4656 | 15946.5823
| 1745 | Molasses Reef Lighthouse | 25.012 | -80.376 | 0 | 6076.0367 | 11252.82
| 1746 | Molodyozhnaya Research Stn Thala Hills | -67.665 | 45.838 | 50 | 5471.1257 | 10132.5247
| 1747 | Mombasa Moi Intl AP | -4.035 | 39.594 | 61 | 1647.2139 | 3050.6402
| 1748 | Mong Cai | 21.517 | 107.967 | 7 | 4014.368 | 7434.6095
| 1749 | Mongatalyang | 71.983 | 75.4 | 21 | 3243.2221 | 6006.4473
| 1750 | Mongo | 12.183 | 18.683 | 430 | 1137.0374 | 2105.7932
| 1751 | Mongu AP | -15.255 | 23.162 | 1063.1 | 2402.523 | 4449.4726
| 1752 | Monokwari Rendani AP | -0.892 | 134.049 | 7 | 5931.136 | 10984.4639
| 1753 | Monrovia Roberts Intl AP | 6.234 | -10.362 | 9.4 | 2809.1138 | 5202.4787
| 1754 | Monte Alegre AP | -2 | -54.083 | 146 | 5405.9215 | 10011.7666
| 1755 | Monte Real AB | 39.828 | -8.883 | 54 | 2437.6905 | 4514.6028
| 1756 | Monteagudo AP | -19.783 | -63.917 | 992 | 6338.7136 | 11739.2976
| 1757 | Montego Bay Sangster Intl AP | 18.504 | -77.913 | 1.2 | 6158.9196 | 11406.3191
| 1758 | Montepuez | -13.133 | 39.033 | 535 | 2184.7911 | 4046.2331
| 1759 | Monteria Los Garzones AP | 8.824 | -75.826 | 11 | 6327.819 | 11719.1208
| 1760 | Montes Claros Ribeiro AP | -16.707 | -43.819 | 647.8 | 5207.6208 | 9644.5138
| 1761 | Montevideo Prado | -34.85 | -56.2 | 16 | 6241.1386 | 11558.5887
| 1762 | Moomba AP | -28.1 | 140.2 | 38 | 6815.3848 | 12622.0926
| 1763 | Moosonee AWRS | 51.291 | -80.608 | 9.1 | 5216.3704 | 9660.7179
| 1764 | Mopti Ambodedjo AP | 14.513 | -4.08 | 276.1 | 2274.7642 | 4212.8633
| 1765 | Morawa AP | -29.2 | 116.017 | 272 | 5634.2191 | 10434.5737
| 1766 | Morioka | 39.699 | 141.166 | 155.4 | 5229.1531 | 9684.3916
| 1767 | Mornington Island AP | -16.667 | 139.167 | 9 | 6560.1736 | 12149.4415
| 1768 | Morogoro Met Station | -6.833 | 37.65 | 526 | 1799.9378 | 3333.4849
| 1769 | Morondava AP | -20.285 | 44.318 | 9.1 | 2658.48 | 4923.5049
| 1770 | Moroni Iconi AP-Grande Comore Island | -11.712 | 43.244 | 6 | 2142.1288 | 3967.2225
| 1771 | Morotai Pitu AP | 2.043 | 128.323 | 22 | 5545.3657 | 10270.0172
| 1772 | Morrasale | 69.714 | 66.814 | 26.1 | 3028.207 | 5608.2393
| 1773 | Moruya AP | -35.9 | 150.15 | 4 | 7398.8233 | 13702.6208
| 1774 | Moscow Bibirevo | 55.75 | 37.95 | 200 | 1972.8825 | 3653.7784
| 1775 | Moscow Vnukovo AP | 55.592 | 37.261 | 208.8 | 1961.6069 | 3632.896
| 1776 | Moses Point AP | 64.7 | -162.05 | 6.1 | 5488.3363 | 10164.3988
| 1777 | Mosnov | 49.696 | 18.111 | 257.3 | 1791.5019 | 3317.8614
| 1778 | Mostakh Island | 71.57 | 130.027 | 3 | 4195.889 | 7770.7864
| 1779 | Mostar Intl AP | 43.283 | 17.846 | 47.5 | 1487.3339 | 2754.5424
| 1780 | Mosul AP | 36.306 | 43.147 | 216.1 | 905.0309 | 1676.1171
| 1781 | Motygino AP | 58.183 | 94.75 | 161.1 | 3293.6041 | 6099.7549
| 1782 | Mouilla AP | -1.845 | 11.057 | 89.9 | 2048.3173 | 3793.4837
| 1783 | Mould Bay AP | 76.237 | -119.347 | 1.5 | 4778.9953 | 8850.6994
| 1784 | Moundou AP | 8.624 | 16.071 | 428.9 | 1391.5592 | 2577.1677
| 1785 | Mount Ginini | -35.533 | 148.767 | 1760 | 7329.28 | 13573.8266
| 1786 | Mount Isa AP | -20.664 | 139.489 | 341.7 | 6653.5085 | 12322.2977
| 1787 | Mount Read | -41.85 | 145.533 | 1120 | 7217.6129 | 13367.0191
| 1788 | Mountain Home AFB | 43.05 | -115.867 | 913 | 6534.5019 | 12101.8976
| 1789 | Mowe Bay | -19.333 | 12.717 | 52 | 2860.7561 | 5298.1204
| 1790 | Moyynty | 47.217 | 73.35 | 582 | 2344.46 | 4341.9399
| 1791 | Mozhaysk | 55.517 | 36 | 185 | 1955.0197 | 3620.6966
| 1792 | Mtunzini | -28.95 | 31.7 | 38 | 3128.4151 | 5793.8248
| 1793 | Mtwara AP | -10.339 | 40.182 | 113.1 | 2026.9948 | 3753.9945
| 1794 | Muckle Flugga Shetland Islands | 60.85 | -0.883 | 53 | 2717.3825 | 5032.5924
| 1795 | Mudyug | 64.86 | 40.282 | 3 | 2524.6525 | 4675.6564
| 1796 | Mukhino | 52.267 | 127.217 | 326 | 4406.3543 | 8160.5681
| 1797 | Muleshoe Natl Wildlife Refuge | 33.956 | -102.774 | 1140.6 | 6630.6193 | 12279.9069
| 1798 | Multan Intl AP | 30.203 | 71.419 | 121.9 | 1995.7439 | 3696.1177
| 1799 | Munglinup West | -33.55 | 120.7 | 220 | 5957.5646 | 11033.4097
| 1800 | Muroroa Atoll AF | -21.813 | -138.797 | 3 | 10467.3556 | 19385.5426
| 1801 | Murrin Murrin AP | -28.705 | 121.891 | 467.9 | 5906.8951 | 10939.5697
| 1802 | Murun | 49.633 | 100.167 | 1283 | 3411.9346 | 6318.9029
| 1803 | Muscat Sultan Qaboos Port | 23.628 | 58.564 | 7 | 1299.8049 | 2407.2387
| 1804 | Muscat Sultan Qaboos Port | 23.628 | 58.564 | 7 | 1299.8049 | 2407.2387
| 1805 | Musgrave AP | -14.783 | 143.5 | 82 | 6759.9449 | 12519.4179
| 1806 | Muskrat Dam AP | 53.441 | -91.763 | 277.7 | 5458.9401 | 10109.9571
| 1807 | Musoma AP | -1.5 | 33.8 | 1147 | 1474.3056 | 2730.414
| 1808 | Mutoko AP | -17.432 | 32.185 | 1204 | 2435.8832 | 4511.2556
| 1809 | Mutoray | 61.333 | 100.483 | 331.5 | 3501.8087 | 6485.3497
| 1810 | Mvurwi | -17.033 | 30.85 | 1480 | 2418.6076 | 4479.2612
| 1811 | Mwinilunga | -11.75 | 24.433 | 1363 | 2179.3654 | 4036.1847
| 1812 | Myeik | 12.433 | 98.6 | 37 | 3670.4688 | 6797.7082
| 1813 | Mzuzu AP | -11.445 | 34.012 | 1254.3 | 2071.2148 | 3835.8899
| 1814 | N-Dele | 8.4 | 20.65 | 511 | 1206.1212 | 2233.7364
| 1815 | N-Djamena Intl AP | 12.134 | 15.034 | 295 | 1315.0211 | 2435.4191
| 1816 | N-Djamena Intl AP | 12.134 | 15.034 | 295 | 1315.0211 | 2435.4191
| 1817 | N-Guigmi | 14.25 | 13.117 | 286 | 1350.6373 | 2501.3803
| 1818 | Nabire AP | -3.368 | 135.496 | 6.1 | 6069.237 | 11240.2269
| 1819 | Nabouwalu | -17 | 178.7 | 36 | 8742.9339 | 16191.9136
| 1820 | Nacozari de Garcia | 30.367 | -109.683 | 1041 | 7019.1784 | 12999.5185
| 1821 | Nadym AP | 65.481 | 72.689 | 19 | 2937.3427 | 5439.9587
| 1822 | Nagagami | 49.733 | -84.15 | 264 | 5380.9548 | 9965.5284
| 1823 | Nagano | 36.663 | 138.192 | 419.9 | 5186.3559 | 9605.1311
| 1824 | Nagorny | 55.967 | 124.883 | 861 | 4270.2134 | 7908.4352
| 1825 | Nagqu | 31.483 | 92.067 | 4508 | 3058.7798 | 5664.8601
| 1826 | Nagurskoye | 80.817 | 47.417 | 18 | 3489.1924 | 6461.9843
| 1827 | Naimakka | 68.667 | 21.538 | 402.3 | 2788.9478 | 5165.1313
| 1828 | Nairobi Kenyatta Intl AP | -1.319 | 36.928 | 1623.7 | 1466.1017 | 2715.2203
| 1829 | Najahan Evensk AP | 61.917 | 159.217 | 11.8 | 5061.0402 | 9373.0465
| 1830 | Najran AP | 17.611 | 44.419 | 1213.7 | 621.6754 | 1151.3429
| 1831 | Nakhon Phanom Agromet | 17.433 | 104.783 | 153 | 3914.8225 | 7250.2512
| 1832 | Nakhon Si Thammarat | 8.471 | 99.956 | 13.4 | 3829.2287 | 7091.7315
| 1833 | Nalut | 31.867 | 10.983 | 621 | 1383.6795 | 2562.5745
| 1834 | Namlea AP-Buru Island | -3.25 | 127.083 | 20 | 5601.0895 | 10373.2178
| 1835 | Nanga Pinoh AP | -0.35 | 111.783 | 37 | 4687.806 | 8681.8166
| 1836 | Nanisivik AP | 72.982 | -84.614 | 641.9 | 4573.2273 | 8469.617
| 1837 | Nanumea Island | -5.667 | 176.133 | 3 | 8339.6369 | 15445.0075
| 1838 | Nanyang | 33.1 | 112.483 | 181.6 | 4065.3667 | 7529.0592
| 1839 | Nanyue | 27.3 | 112.7 | 1268 | 4165.486 | 7714.4801
| 1840 | Napier Hawkes Bay AP | -39.467 | 176.867 | 3 | 8645.5495 | 16011.5577
| 1841 | Nara | 15.167 | -7.283 | 265 | 2439.0194 | 4517.0638
| 1842 | Naran Bulag | 44.617 | 114.15 | 1183 | 4000.7957 | 7409.4736
| 1843 | Narok | -1.133 | 35.833 | 1890 | 1451.3902 | 2687.9746
| 1844 | Narrabri West | -30.333 | 149.75 | 212 | 7333.227 | 13581.1363
| 1845 | Narsarsuaq AP | 61.161 | -45.426 | 34.1 | 3931.6321 | 7281.3827
| 1846 | NAS Adak | 51.883 | -176.65 | 5 | 6019.9505 | 11148.9484
| 1847 | NAS Barbers Point Oahu | 21.317 | -158.067 | 15 | 8047.799 | 14904.5237
| 1848 | NAS Key West | 24.583 | -81.683 | 1.8 | 6150.0789 | 11389.9461
| 1849 | Nashuvud | 58.9 | 13.25 | 50 | 2349.3996 | 4351.088
| 1850 | Nasiriyah | 31.017 | 46.233 | 3 | 769.9215 | 1425.8947
| 1851 | Nassau Intl AP | 25.039 | -77.466 | 4.9 | 5939.8002 | 11000.51
| 1852 | Naujaat Repulse Bay AP | 66.521 | -86.225 | 24.4 | 4827.4147 | 8940.3721
| 1853 | Navoi | 40.133 | 65.35 | 341 | 1849.8597 | 3425.9403
| 1854 | Nazca Reiche AP | -14.854 | -74.962 | 566.9 | 6841.6375 | 12670.7126
| 1855 | Nazimovo | 59.5 | 91.017 | 67 | 3202.9691 | 5931.8987
| 1856 | Nazyvayevsk | 55.567 | 71.367 | 126 | 2533.5326 | 4692.1024
| 1857 | Necochea AP | -38.483 | -58.833 | 32 | 6427.6793 | 11904.0621
| 1858 | Negele | 5.283 | 39.75 | 1554 | 1099.9899 | 2037.1814
| 1859 | Neijiang | 29.617 | 105.117 | 349 | 3743.0588 | 6932.1449
| 1860 | Neiva Salas AP | 2.95 | -75.294 | 446.2 | 6454.423 | 11953.5914
| 1861 | Nekhel | 29.917 | 33.733 | 403 | 421.3041 | 780.2551
| 1862 | Nelaug | 58.658 | 8.631 | 142 | 2422.1936 | 4485.9026
| 1863 | Nelkan AP | 57.65 | 136.15 | 318 | 4593.2776 | 8506.7501
| 1864 | Nema AP | 16.622 | -7.317 | 231 | 2415.3407 | 4473.2111
| 1865 | Nemiscau AP | 51.7 | -76.117 | 244 | 5060.8995 | 9372.7858
| 1866 | Nenjiang | 49.167 | 125.233 | 243 | 4384.902 | 8120.8385
| 1867 | Nepa | 59.25 | 108.233 | 323 | 3718.4688 | 6886.6042
| 1868 | Nera | 64.55 | 144.4 | 870 | 4640.7271 | 8594.6266
| 1869 | Neran | 49.55 | 134.733 | 222 | 4728.95 | 8758.0153
| 1870 | Neumayer III Stn | -70.667 | -8.267 | 50 | 5917.0466 | 10958.3704
| 1871 | Neuquen Peron AP | -38.949 | -68.156 | 272.8 | 6859.123 | 12703.0959
| 1872 | New Delhi Safdarjung AP | 28.585 | 77.206 | 214.9 | 2297.0438 | 4254.1251
| 1873 | New Plymouth AP | -39.017 | 174.183 | 32 | 8530.968 | 15799.3528
| 1874 | Newdegate Res Stn | -33.117 | 118.833 | 321 | 5860.9082 | 10854.402
| 1875 | Newman AP | -23.417 | 119.8 | 524 | 5681.0755 | 10521.3518
| 1876 | Ngaoundere AP | 7.357 | 13.559 | 1114 | 1555.0208 | 2879.8985
| 1877 | Ngari | 32.5 | 80.083 | 4280 | 2446.5336 | 4530.9802
| 1878 | Nha Trang | 12.25 | 109.2 | 10 | 4259.3703 | 7888.3538
| 1879 | Nhill AP | -36.317 | 141.633 | 140 | 6992.9628 | 12950.967
| 1880 | Niamey Hamani Intl AP | 13.482 | 2.184 | 223.1 | 1953.5419 | 3617.9597
| 1881 | Nicatka | 57.833 | 117.667 | 782 | 4017.5622 | 7440.5252
| 1882 | Nice Cote d Azur AP | 43.649 | 7.209 | 26 | 1851.5011 | 3428.9801
| 1883 | Nicosia Aglantzia | 35.15 | 33.4 | 161 | 735.0907 | 1361.3879
| 1884 | Niederstetten AP | 49.389 | 9.967 | 472.8 | 1978.209 | 3663.643
| 1885 | Nieuw Nickerie Fernandes AP | 5.95 | -57.03 | 2 | 5381.8629 | 9967.2101
| 1886 | Nikolo Poloma | 58.35 | 43.383 | 150 | 2155.3239 | 3991.6599
| 1887 | Nikolski AS | 52.95 | -168.85 | 21 | 6086.9879 | 11273.1016
| 1888 | Nikolskoye Beringa Island | 55.199 | 166.001 | 18 | 5491.732 | 10170.6877
| 1889 | Nioro du Sahel | 15.233 | -9.35 | 237 | 2552.0353 | 4726.3694
| 1890 | Nipawin AP | 53.333 | -104 | 371.9 | 5759.6295 | 10666.8337
| 1891 | Niuafoou Mataaho AP | -15.567 | -175.617 | 61 | 9029.5965 | 16722.8128
| 1892 | Niue Intl AP | -19.08 | -169.926 | 63.7 | 9403.0804 | 17414.5048
| 1893 | Niue Intl AP | -19.08 | -169.926 | 63.7 | 9403.0804 | 17414.5048
| 1894 | Niulakita | -10.79 | 179.478 | 3 | 8655.9178 | 16030.7597
| 1895 | Nivankyul | 68.353 | 30.72 | 90 | 2730.6304 | 5057.1274
| 1896 | Nizhneangarsk AP | 55.791 | 109.581 | 487 | 3760.6731 | 6964.7667
| 1897 | Nizhnekamsk Begishevo AP | 55.565 | 52.093 | 196 | 2099.9275 | 3889.0657
| 1898 | Nizhnevartovsk AP | 60.949 | 76.484 | 53.9 | 2851.1852 | 5280.395
| 1899 | Nizhniy Torey | 50.517 | 104.833 | 733 | 3593.0698 | 6654.3653
| 1900 | Nizhnyaya Pesha | 66.733 | 47.717 | 13.5 | 2672.8172 | 4950.0574
| 1901 | Noatak AP | 67.55 | -162.967 | 27 | 5317.558 | 9848.1174
| 1902 | Nogoonnuur | 49.614 | 90.25 | 1486 | 3028.7158 | 5609.1816
| 1903 | Nome AP | 64.507 | -165.435 | 11.6 | 5473.6024 | 10137.1117
| 1904 | Nong Khai | 17.867 | 102.75 | 175.7 | 3795.9301 | 7030.0625
| 1905 | Nonning | -32.517 | 136.483 | 200 | 6694.7927 | 12398.7562
| 1906 | Nordegg | 52.467 | -116.067 | 1362 | 6036.2651 | 11179.163
| 1907 | Nordenskiold Base Camp | -73.034 | -13.416 | 367 | 6087.1218 | 11273.3496
| 1908 | Nordoyan Lighthouse | 64.799 | 10.547 | 33 | 2689.0948 | 4980.2036
| 1909 | Nordstraum Kvaenangen | 69.835 | 21.892 | 6 | 2853.9626 | 5285.5387
| 1910 | Norfolk Island Intl AP | -29.042 | 167.939 | 113.1 | 8267.9474 | 15312.2387
| 1911 | Norilsk | 69.347 | 88.264 | 64 | 3363.4316 | 6229.0753
| 1912 | Norman Wells AP | 65.282 | -126.8 | 72.5 | 5446.596 | 10087.0957
| 1913 | Normanton | -17.667 | 141.083 | 10 | 6683.7037 | 12378.2193
| 1914 | Norsjo | 64.926 | 19.379 | 310.5 | 2593.4619 | 4803.0915
| 1915 | Norsk | 52.35 | 129.917 | 208 | 4499.6685 | 8333.386
| 1916 | North Battleford AP | 52.769 | -108.244 | 548.3 | 5876.391 | 10883.0761
| 1917 | North East Cape AP | 63.317 | -168.967 | 9.1 | 5508.1598 | 10201.112
| 1918 | North Rona Island | 59.117 | -5.817 | 103 | 2773.3104 | 5136.1708
| 1919 | Northern Endeavour Oil Platform | -10.617 | 125.983 | 37 | 5711.4284 | 10577.5653
| 1920 | Nouadhibou Intl AP | 20.933 | -17.03 | 4.9 | 2887.8003 | 5348.2062
| 1921 | Nouakchott Intl AP | 18.098 | -15.948 | 2.1 | 2868.9124 | 5313.2258
| 1922 | Nouakchott Intl AP | 18.098 | -15.948 | 2.1 | 2868.9124 | 5313.2258
| 1923 | Noumea | -22.267 | 166.45 | 72 | 8138.2154 | 15071.9748
| 1924 | Nova Ushytsya | 48.843 | 27.261 | 290 | 1596.3944 | 2956.5224
| 1925 | Novgorod | 58.517 | 31.25 | 24 | 2140.9275 | 3964.9977
| 1926 | Novoaleksjevka | 50.133 | 55.7 | 142 | 1898.5247 | 3516.0678
| 1927 | Novochunka | 56.15 | 99.3 | 265 | 3417.008 | 6328.2988
| 1928 | Novolazarevskaja Research Stn | -70.777 | 11.822 | 102 | 5721.1936 | 10595.6506
| 1929 | Novy Urengoy AP | 66.074 | 76.501 | 61.9 | 3032.4275 | 5616.0557
| 1930 | Novy Vasyugan | 58.583 | 76.517 | 80 | 2774.1985 | 5137.8157
| 1931 | Nowshahr | 36.65 | 51.5 | -21 | 1185.4169 | 2195.3922
| 1932 | Nueva Asuncion | -20.717 | -61.917 | 315 | 6251.1297 | 11577.0922
| 1933 | Nueva Casas Grandes | 30.367 | -107.95 | 1487 | 6964.6873 | 12898.6008
| 1934 | Nuevo Laredo Quetzalcoatl Intl AP | 27.444 | -99.57 | 147.5 | 6801.4214 | 12596.2324
| 1935 | Nuevo Rocafuerte | -0.917 | -75.417 | 265 | 6558.1237 | 12145.6452
| 1936 | Nui | -7.233 | 177.15 | 2 | 8437.7052 | 15626.6301
| 1937 | Nukualofa | -21.141 | -175.177 | 4 | 9137.5851 | 16922.8075
| 1938 | Nukuoro Atoll Caroline Islands | 3.85 | 155.017 | 4 | 6952.7225 | 12876.442
| 1939 | Nullarbor AP | -31.45 | 130.9 | 65 | 6403.4862 | 11859.2564
| 1940 | Nullo Mountain State Forest | -32.733 | 150.233 | 1130 | 7379.8175 | 13667.422
| 1941 | Nunarsuit | 60.75 | -48.45 | 30 | 4021.6302 | 7448.0591
| 1942 | Nuomuhongxiang | 36.45 | 96.467 | 2804 | 3254.1573 | 6026.6994
| 1943 | Nuuk Godthaab | 64.167 | -51.75 | 84 | 4087.977 | 7570.9335
| 1944 | Nuussuaataa Nuussuaq | 70.683 | -54.617 | 27 | 4101.5415 | 7596.0548
| 1945 | Ny Alesund | 78.923 | 11.933 | 7.7 | 3419.8438 | 6333.5507
| 1946 | Nyaksimvol | 62.433 | 60.867 | 51 | 2593.0224 | 4802.2775
| 1947 | Nyala | 12.05 | 24.883 | 643 | 876.3824 | 1623.0602
| 1948 | Nyandoma | 61.667 | 40.183 | 233 | 2334 | 4322.5679
| 1949 | Nyaung U | 21.2 | 94.917 | 55 | 3314.7176 | 6138.8571
| 1950 | Nzerekore | 7.733 | -8.833 | 470 | 2688.0027 | 4978.181
| 1951 | Oak Island Cape Fear Rgnl AP-Franklin Field | 33.929 | -78.075 | 8 | 5689.8108 | 10537.5296
| 1952 | Obeid AP | 13.153 | 30.233 | 587.3 | 651.3596 | 1206.318
| 1953 | Obidos | -1.917 | -55.517 | 37 | 5483.2714 | 10155.0186
| 1954 | Obluchye | 49 | 131.083 | 257 | 4607.2498 | 8532.6267
| 1955 | Obo | 5.4 | 26.5 | 651 | 1167.0993 | 2161.4679
| 1956 | Obrestad | 58.659 | 5.555 | 25.6 | 2485.6081 | 4603.3461
| 1957 | Odense AP | 55.475 | 10.331 | 21 | 2238.9458 | 4146.5276
| 1958 | Odessa | 46.441 | 30.77 | 43 | 1423.8615 | 2636.9915
| 1959 | OHiggins Base | -63.317 | -57.9 | 10 | 6715.054 | 12436.2801
| 1960 | Oita AP | 33.48 | 131.737 | 8.2 | 4976.394 | 9216.2817
| 1961 | Ojika Island | 33.216 | 129.051 | 20 | 4857.5248 | 8996.1359
| 1962 | Okecie Warszawa Chopina Intl AP | 52.166 | 20.967 | 110.3 | 1868.7117 | 3460.8541
| 1963 | Okeechobee County AP | 27.267 | -80.85 | 10.4 | 6025.0815 | 11158.451
| 1964 | Okhaldhunga | 27.3 | 86.5 | 1720 | 2794.7248 | 5175.8303
| 1965 | Okhona | 58.567 | 35.633 | 145 | 2138.0122 | 3959.5986
| 1966 | Okhotsk | 59.361 | 143.215 | 6 | 4752.9133 | 8802.3954
| 1967 | Okhotsky Perevoz | 61.867 | 135.5 | 140.6 | 4484.3118 | 8304.9455
| 1968 | Oktyabrsky | 53 | 128.65 | 332 | 4443.8329 | 8229.9785
| 1969 | Olands Sodra Udde Lighthouse | 56.197 | 16.399 | 3.1 | 2157.8544 | 3996.3463
| 1970 | Old Crow AP | 67.571 | -139.839 | 251.2 | 5370.4379 | 9946.0511
| 1971 | Olenyok AP | 68.501 | 112.46 | 129 | 3852.921 | 7135.6096
| 1972 | Oliktok LRRS AP | 70.5 | -149.88 | 5 | 5195.4441 | 9621.9624
| 1973 | Olympic Dam AP | -30.483 | 136.883 | 100 | 6683.6894 | 12378.1928
| 1974 | Omideh Aghajari AP | 30.745 | 49.676 | 26.8 | 912.9781 | 1690.8354
| 1975 | Omnogovi | 49.106 | 91.718 | 1590 | 3079.9185 | 5704.0091
| 1976 | Omolon | 65.233 | 160.533 | 264 | 4958.3371 | 9182.8402
| 1977 | Omsukchan | 62.517 | 155.8 | 499.8 | 4963.7396 | 9192.8458
| 1978 | Onahama | 36.947 | 140.903 | 5.1 | 5295.0248 | 9806.3859
| 1979 | Onatchiway | 48.883 | -71.017 | 304 | 4969.9155 | 9204.2834
| 1980 | Ondangwa AP | -17.883 | 15.95 | 1096 | 2700.1319 | 5000.6442
| 1981 | Oni | 42.583 | 43.45 | 789 | 1250.4877 | 2315.9032
| 1982 | Ono Llau | -20.667 | -178.717 | 28 | 8936.8915 | 16551.123
| 1983 | Oodnadatta AP | -27.55 | 135.45 | 117 | 6563.295 | 12155.2224
| 1984 | Ootsa Lake Skins Lake | 53.772 | -125.997 | 861 | 6100.2319 | 11297.6296
| 1985 | Oparino | 59.85 | 48.283 | 180 | 2285.0381 | 4231.8906
| 1986 | Opelousas St Landry Parish AP-Ahart Field | 30.558 | -92.099 | 22.9 | 6385.1429 | 11825.2846
| 1987 | Oran AP | -23.153 | -64.329 | 356 | 6425.9354 | 11900.8324
| 1988 | Orange County AP | 30.069 | -93.801 | 4 | 6471.2992 | 11984.8461
| 1989 | Orcadas Base Laurie Island South Orkney Islands | -60.733 | -44.733 | 8 | 6317.7883 | 11700.5439
| 1990 | Orda | 48.767 | 47.433 | 4 | 1657.9443 | 3070.5128
| 1991 | Orellana Intl AP | -0.463 | -76.987 | 254.2 | 6632.9425 | 12284.2095
| 1992 | Orlik | 52.5 | 99.817 | 1376 | 3410.5281 | 6316.2981
| 1993 | Orlinga | 56.049 | 105.854 | 338 | 3635.2992 | 6732.5741
| 1994 | Oroluk Atoll Caroline Islands | 7.633 | 155.167 | 3 | 6851.6324 | 12689.2233
| 1995 | Orro Yangor | -0.533 | 166.912 | 8 | 7706.143 | 14271.7769
| 1996 | Oruro Mendoza AP | -17.963 | -67.076 | 3702.1 | 6472.3357 | 11986.7657
| 1997 | Oryol AP | 52.933 | 36 | 196 | 1799.777 | 3333.187
| 1998 | Oslo Blindern | 59.942 | 10.72 | 96.6 | 2444.6379 | 4527.4694
| 1999 | Ossora AP | 59.233 | 163.065 | 3 | 5253.213 | 9728.9504
| 2000 | Ostrovnoe | 68.117 | 164.167 | 94 | 4905.4263 | 9084.8495
| 2001 | Otaru | 43.182 | 141.016 | 26.3 | 5126.2836 | 9493.8772
| 2002 | Otog Qi | 39.1 | 107.983 | 1381 | 3780.9876 | 7002.3889
| 2003 | Ottawa Macdonald Cartier Intl AP | 45.322 | -75.669 | 114 | 5239.513 | 9703.5781
| 2004 | Ouagadougou Intl AP | 12.353 | -1.512 | 316.1 | 2179.7256 | 4036.8518
| 2005 | Ouahigouya | 13.567 | -2.417 | 336 | 2202.6004 | 4079.2159
| 2006 | Ouarzazate AP | 30.939 | -6.909 | 1153.1 | 2281.572 | 4225.4713
| 2007 | Ouesso AP | 1.616 | 16.038 | 353 | 1695.5944 | 3140.2408
| 2008 | Oujda Angads AP | 34.787 | -1.924 | 467.9 | 2054.407 | 3804.7618
| 2009 | Oulu Vihreasaari Harbour | 65.006 | 25.393 | 3.8 | 2552.8149 | 4727.8132
| 2010 | Ouvea AP | -20.641 | 166.573 | 7 | 8125.4365 | 15048.3083
| 2011 | Oviedo | 43.353 | -5.874 | 339 | 2359.4418 | 4369.6862
| 2012 | Owase | 34.07 | 136.193 | 17.1 | 5165.3663 | 9566.2584
| 2013 | Oyyl | 49.067 | 54.683 | 128 | 1823.6623 | 3377.4225
| 2014 | Pa Erh Lu Ko Shan | 45.95 | 82.567 | 1067 | 2677.6454 | 4958.9994
| 2015 | Padidan | 26.85 | 68.133 | 47 | 1815.6961 | 3362.6691
| 2016 | Padloping Island | 67.151 | -62.482 | 448 | 4311.3842 | 7984.6835
| 2017 | Paekado Met Stn | 37.022 | 125.999 | 98 | 4637.0902 | 8587.891
| 2018 | Pagan Island AP | 18.123 | 145.764 | 2 | 6063.1227 | 11228.9033
| 2019 | Pago Pago | -14.28 | -170.7 | 3 | 9267.581 | 17163.56
| 2020 | Pagosa Springs Stevens Field | 37.288 | -107.059 | 2335 | 6607.5354 | 12237.1556
| 2021 | Pak Chong Agromet | 14.633 | 101.317 | 388 | 3777.2093 | 6995.3917
| 2022 | Pala | 9.367 | 14.917 | 455 | 1416.4786 | 2623.3183
| 2023 | Palana | 59.085 | 159.956 | 26 | 5188.2068 | 9608.559
| 2024 | Palangka Raya Tjilik Riwut AP | -2.225 | 113.943 | 26 | 4851.9458 | 8985.8036
| 2025 | Palic | 46.1 | 19.767 | 105 | 1573.7411 | 2914.5686
| 2026 | Palma de Mallorca AP-Son San Juan AFB | 39.561 | 2.737 | 5 | 1917.5662 | 3551.3327
| 2027 | Palmer Stn | -64.774 | -64.053 | 0 | 6884.2032 | 12749.5444
| 2028 | Palmerston Island | -18.058 | -163.19 | 4 | 9754.135 | 18064.6581
| 2029 | Palmerville | -16 | 144.067 | 205 | 6814.7048 | 12620.8334
| 2030 | Palochka | 58.383 | 84.6 | 81 | 2993.1791 | 5543.3677
| 2031 | Paloh | 1.767 | 109.3 | 15 | 4500.2072 | 8334.3837
| 2032 | Palu Mutiara | -0.683 | 119.733 | 6 | 5134.4231 | 9508.9515
| 2033 | Panagarh AFB | 23.467 | 87.433 | 74 | 2879.2672 | 5332.4028
| 2034 | Panama | 8.983 | -79.517 | 13 | 6517.9337 | 12071.2133
| 2035 | Panama City Beach | 30.22 | -85.88 | 10 | 6143.8471 | 11378.4048
| 2036 | Panda | -24.05 | 34.05 | 150 | 2828.5953 | 5238.5584
| 2037 | Panevezys | 55.735 | 24.417 | 58.3 | 2023.0673 | 3746.7206
| 2038 | Pangkal Pinang Depati Amir AP | -2.17 | 106.13 | 34 | 4422.6037 | 8190.6621
| 2039 | Pangnirtung AP | 66.143 | -65.711 | 22.6 | 4403.025 | 8154.4023
| 2040 | Pangody | 65.849 | 74.508 | 51.9 | 2985.9135 | 5529.9117
| 2041 | Panjgur AP | 26.955 | 64.133 | 1002.5 | 1601.4386 | 2965.8642
| 2042 | Pantelleria AP | 36.814 | 11.971 | 198 | 1452.6927 | 2690.3869
| 2043 | Papeete Faaa Intl AP | -17.554 | -149.607 | 1.5 | 10401.5337 | 19263.6405
| 2044 | Paphos Intl AP | 34.718 | 32.486 | 12.5 | 716.5818 | 1327.1095
| 2045 | Papunya AP | -23.2 | 131.917 | 609 | 6300.5802 | 11668.6746
| 2046 | Parabel | 58.704 | 81.48 | 63 | 2912.7885 | 5394.4843
| 2047 | Paraburdoo AP | -23.167 | 117.75 | 424 | 5571.3073 | 10318.0612
| 2048 | Paracatu | -17.217 | -46.867 | 711 | 5379.5743 | 9962.9716
| 2049 | Paramaribo Zorg en Hoop AP | 5.811 | -55.191 | 10 | 5283.9065 | 9785.7948
| 2050 | Paranaiba | -19.695 | -51.181 | 425.5 | 5664.6002 | 10490.8395
| 2051 | Parc Natl des Pingualuit | 61.313 | -73.668 | 503.4 | 4711.5066 | 8725.7103
| 2052 | Paris Cox Field | 33.633 | -95.45 | 167 | 6389.9738 | 11834.2315
| 2053 | Paris Edgar County AP | 39.7 | -87.669 | 199 | 5868.0506 | 10867.6297
| 2054 | Parnu AP | 58.42 | 24.47 | 13.2 | 2176.7784 | 4031.3935
| 2055 | Paro Intl AP | 27.403 | 89.425 | 2234.8 | 2948.8924 | 5461.3486
| 2056 | Paro Intl AP | 27.403 | 89.425 | 2234.8 | 2948.8924 | 5461.3486
| 2057 | Parsabad Moghan AP | 39.65 | 47.917 | 32 | 1197.6552 | 2218.0574
| 2058 | Partizansk | 43.129 | 133.125 | 208 | 4813.747 | 8915.0595
| 2059 | Pasco Tri Cities AP | 46.267 | -119.117 | 124 | 6423.599 | 11896.5054
| 2060 | Pasni AP | 25.29 | 63.344 | 3.7 | 1557.8532 | 2885.1441
| 2061 | Paso de Indios | -43.817 | -68.883 | 460 | 6940.0408 | 12852.9556
| 2062 | Paso de los Toros | -32.8 | -56.517 | 75 | 6216.5115 | 11512.9793
| 2063 | Patiala | 30.333 | 76.467 | 251 | 2257.8809 | 4181.5954
| 2064 | Pattani AP | 6.785 | 101.154 | 2.4 | 3933.2301 | 7284.3421
| 2065 | Paulatuk Ruben AP | 69.358 | -124.082 | 6.3 | 5194.1738 | 9619.6099
| 2066 | Pavlodar AP | 52.195 | 77.074 | 125 | 2603.7835 | 4822.207
| 2067 | Paya Lebar AB | 1.36 | 103.91 | 19.8 | 4213.4175 | 7803.2491
| 2068 | Paynes Find AP | -29.267 | 117.683 | 340 | 5715.7154 | 10585.5049
| 2069 | Peawanuck AP | 54.983 | -85.433 | 53 | 5228.946 | 9684.0081
| 2070 | Pebane | -17.267 | 38.15 | 26 | 2427.4113 | 4495.5657
| 2071 | Pebble Island | -51.317 | -59.6 | 16 | 6645.3358 | 12307.162
| 2072 | Pechora AP | 65.126 | 57.135 | 53.2 | 2675.3433 | 4954.7359
| 2073 | Pedro Juan Caballero | -23.633 | -55.833 | 563 | 5994.122 | 11101.1139
| 2074 | Pelayo Prats Gill | -22.55 | -61.55 | 220 | 6268.5465 | 11609.3482
| 2075 | Pelly Island | 69.617 | -135.433 | 17 | 5236.9881 | 9698.9019
| 2076 | Pemba AP | -12.987 | 40.522 | 100.9 | 2187.3624 | 4050.9951
| 2077 | Penang Intl AP | 5.297 | 100.277 | 3.4 | 3919.1525 | 7258.2705
| 2078 | Penrhyn Atoll Tongareva AP | -8.999 | -158.04 | 4 | 9691.4166 | 17948.5036
| 2079 | Penza | 53.133 | 45.017 | 174 | 1868.1606 | 3459.8335
| 2080 | Perito Moreno AP | -46.517 | -71.017 | 429 | 7049.1827 | 13055.0864
| 2081 | Perryton Ochiltree County AP | 36.414 | -100.75 | 889 | 6454.2098 | 11953.1966
| 2082 | Persian Gulf Intl AP | 27.367 | 52.733 | 8 | 998.5954 | 1849.3987
| 2083 | Pescara Abruzzo AP | 42.437 | 14.187 | 11 | 1563.711 | 2895.9927
| 2084 | Peschany Cape | 79.383 | 102.417 | 6 | 3805.3677 | 7047.5409
| 2085 | Peshawar | 34.017 | 71.583 | 360 | 2029.9283 | 3759.4273
| 2086 | Pestraya Dresva | 61.533 | 156.7 | 7 | 5019.905 | 9296.8641
| 2087 | Petrozavodsk | 61.817 | 34.267 | 110 | 2333.3832 | 4321.4256
| 2088 | Philadelphia | 39.93 | -75 | 20 | 5377.395 | 9958.9356
| 2089 | Phnom Penh Intl AP | 11.547 | 104.844 | 12.2 | 4033.7466 | 7470.4987
| 2090 | Phnom Penh Intl AP | 11.547 | 104.844 | 12.2 | 4033.7466 | 7470.4987
| 2091 | Phoenix Mesa Gateway AP | 33.3 | -111.65 | 421 | 6933.4035 | 12840.6633
| 2092 | Phu Lien | 20.8 | 106.633 | 116 | 3955.1493 | 7324.9364
| 2093 | Phuket Intl AP | 8.113 | 98.317 | 25 | 3746.5577 | 6938.6248
| 2094 | Piarco Intl AP | 10.595 | -61.337 | 17.7 | 5506.2 | 10197.4825
| 2095 | Pichilingue | -1.1 | -79.483 | 120 | 6785.3195 | 12566.4118
| 2096 | Pickle Lake AP | 51.446 | -90.214 | 386.2 | 5496.6566 | 10179.808
| 2097 | Pickstown | 43.067 | -98.533 | 453 | 6090.3778 | 11279.3796
| 2098 | Pico AP | -35.696 | -63.758 | 139.9 | 6611.0431 | 12243.6518
| 2099 | Piet Retief | -27.017 | 30.8 | 1235 | 3016.2766 | 5586.1442
| 2100 | Pietermaritzburg | -29.633 | 30.4 | 673 | 3174.7852 | 5879.7022
| 2101 | Pilot Rock | 59.742 | -149.47 | 24 | 5841.0247 | 10817.5778
| 2102 | Pin Kou Men | 37.15 | 108.383 | 1506 | 3818.4226 | 7071.7187
| 2103 | Pinang Sori Tobing AP | 1.556 | 98.889 | 13.1 | 3933.6555 | 7285.13
| 2104 | Pine Ridge AP | 43.026 | -102.516 | 1016 | 6207.6946 | 11496.6505
| 2105 | Pinedale Wenz Field | 42.796 | -109.807 | 2160 | 6410.4546 | 11872.1619
| 2106 | Pinega | 64.7 | 43.383 | 31 | 2528.1601 | 4682.1525
| 2107 | Pingelap Atoll Caroline Islands | 6.228 | 160.7 | 4 | 7179.5479 | 13296.5226
| 2108 | Pinsk | 52.122 | 26.112 | 142 | 1797.8858 | 3329.6845
| 2109 | Pionersky | 61.2 | 62.95 | 63 | 2570.5627 | 4760.682
| 2110 | Pirapora AP | -17.333 | -44.95 | 505 | 5282.4441 | 9783.0864
| 2111 | Pirlangimpi Garden Point AP | -11.4 | 130.417 | 19 | 5971.4945 | 11059.2078
| 2112 | Pisco Olivera Intl AP | -13.745 | -76.22 | 11.9 | 6889.0348 | 12758.4925
| 2113 | Pishan | 37.617 | 78.283 | 1376 | 2386.8479 | 4420.4423
| 2114 | Pitcairn Island | -25.067 | -130.1 | 265 | 9992.4365 | 18505.9925
| 2115 | Pite Ronnskar Lighthouse | 65.035 | 21.558 | 6 | 2580.8818 | 4779.7931
| 2116 | Pittsfield Penston Muni AP | 39.639 | -90.778 | 216 | 5981.1 | 11076.9972
| 2117 | Plaine Corail | -19.75 | 63.37 | 30 | 3061.2618 | 5669.4568
| 2118 | Platinum AP | 59.011 | -161.82 | 5 | 5819.4442 | 10777.6106
| 2119 | Pleiku AP | 14.005 | 108.017 | 741.9 | 4158.2189 | 7701.0213
| 2120 | Plumtree | -20.483 | 27.8 | 1390 | 2647.5031 | 4903.1758
| 2121 | Po | 11.15 | -1.15 | 322 | 2188.3719 | 4052.8648
| 2122 | Pocatello Rgnl AP | 42.917 | -112.6 | 1365 | 6470.254 | 11982.9103
| 2123 | Podgorica Titograd District | 42.433 | 19.283 | 50 | 1407.5961 | 2606.868
| 2124 | Podkamennaya Tunguska AP | 61.6 | 90.017 | 58 | 3216.1859 | 5956.3763
| 2125 | Pofadder | -29.133 | 19.383 | 990 | 3261.2597 | 6039.8529
| 2126 | Pohnpei Intl AP | 6.967 | 158.217 | 39 | 7029.2947 | 13018.2537
| 2127 | Pohnpei Intl AP | 6.967 | 158.217 | 39 | 7029.2947 | 13018.2537
| 2128 | Point Hicks Lighthouse | -37.802 | 149.276 | 24 | 7368.1314 | 13645.7793
| 2129 | Pointe des Monts | 49.317 | -67.381 | 5.9 | 4829.5746 | 8944.3722
| 2130 | Pointe Noire AP | -4.816 | 11.887 | 16.8 | 2153.25 | 3987.819
| 2131 | Poitiers Biard AP | 46.594 | 0.314 | 120 | 2193.136 | 4061.6878
| 2132 | Polatsk | 55.475 | 28.752 | 133 | 1971.774 | 3651.7254
| 2133 | Poligus | 61.967 | 94.667 | 140 | 3348.6197 | 6201.6437
| 2134 | Poluy | 66.035 | 68.669 | 35.9 | 2889.3778 | 5351.1277
| 2135 | Pond Inlet AP | 72.689 | -77.969 | 61.6 | 4481.9017 | 8300.482
| 2136 | Ponta Delgada Joao Paulo AP | 37.744 | -25.697 | 77.8 | 3213.1373 | 5950.7303
| 2137 | Pools Island | 49.112 | -53.581 | 19 | 4323.0461 | 8006.2814
| 2138 | Popayan Valencia AP | 2.454 | -76.609 | 1733.4 | 6538.5475 | 12109.39
| 2139 | Poplar Bluff | 36.767 | -90.467 | 146 | 6081.9883 | 11263.8424
| 2140 | Poretskoye | 55.183 | 46.333 | 136 | 1999.7169 | 3703.4758
| 2141 | Porlamar Marino Intl AP | 10.917 | -63.967 | 24 | 5640.1602 | 10445.5768
| 2142 | Poronaysk | 49.217 | 143.1 | 8 | 5033.3339 | 9321.7345
| 2143 | Port Alexander Seaplane Base | 56.246 | -134.648 | 0 | 6026.8967 | 11161.8126
| 2144 | Port Allen AP Kauai | 21.9 | -159.6 | 7 | 7988.4577 | 14794.6236
| 2145 | Port Au Prince Louverture Intl AP | 18.58 | -72.293 | 37.2 | 5875.5546 | 10881.5272
| 2146 | Port Augusta AP | -32.517 | 137.717 | 14 | 6755.4579 | 12511.1081
| 2147 | Port Aux Francais Kerguelen Islands | -49.352 | 70.243 | 30 | 4739.8666 | 8778.233
| 2148 | Port Blair | 11.667 | 92.717 | 79 | 3360.5784 | 6223.7912
| 2149 | Port en Bessin | 49.35 | -0.767 | 73 | 2311.9334 | 4281.7007
| 2150 | Port Fairy | -38.389 | 142.238 | 4 | 7042.0922 | 13041.9548
| 2151 | Port Gentil Intl AP | -0.712 | 8.754 | 4 | 2094.536 | 3879.0807
| 2152 | Port Harcourt Intl AP | 5.015 | 6.95 | 26.5 | 1953.2644 | 3617.4456
| 2153 | Port Moresby Jacksons Intl AP | -9.443 | 147.22 | 44.5 | 6855.0826 | 12695.613
| 2154 | Port Nolloth | -29.233 | 16.867 | 10 | 3310.1819 | 6130.457
| 2155 | Port St Johns AP | -31.606 | 29.52 | 374 | 3297.3366 | 6106.6674
| 2156 | Port Stanley AP | -51.686 | -57.778 | 22.9 | 6583.3262 | 12192.3201
| 2157 | Port Stanley AP | -51.686 | -57.778 | 22.9 | 6583.3262 | 12192.3201
| 2158 | Port Sudan Intl AP | 19.583 | 37.217 | 3 | 239.9858 | 444.4537
| 2159 | Port Vila Bauerfield Intl AP | -17.699 | 168.32 | 21.3 | 8180.007 | 15149.373
| 2160 | Porto Amboim AP | -10.726 | 13.761 | 5 | 2381.5571 | 4410.6438
| 2161 | Porto de Moz AP | -1.733 | -52.233 | 16 | 5297.3718 | 9810.7325
| 2162 | Porto Nacional AP | -10.719 | -48.4 | 265.2 | 5301.9167 | 9819.1497
| 2163 | Porto Santo AP | 33.071 | -16.349 | 82.8 | 2763.3171 | 5117.6633
| 2164 | Porto Seguro Intl AP | -16.439 | -39.081 | 51.2 | 4955.201 | 9177.0322
| 2165 | Poschiavo Robbia | 46.347 | 10.061 | 1079.1 | 1851.886 | 3429.6929
| 2166 | Poso Kasiguncu AP | -1.417 | 120.658 | 53 | 5202.8791 | 9635.7321
| 2167 | Potapovo | 68.663 | 86.312 | 15 | 3307.0432 | 6124.644
| 2168 | Potosi Rojas AP | -19.543 | -65.724 | 3935.9 | 6430.594 | 11909.46
| 2169 | Pound Creek | -38.633 | 145.917 | 4 | 7215.5143 | 13363.1324
| 2170 | Povorotny Cape | 52.368 | 158.544 | 18 | 5413.5765 | 10025.9437
| 2171 | Powidz | 52.379 | 17.854 | 113.1 | 1933.9871 | 3581.7442
| 2172 | Poyarkovo | 49.62 | 128.648 | 115 | 4504.907 | 8343.0877
| 2173 | Poznan Lawica Wieniawski AP | 52.421 | 16.826 | 93.9 | 1955.8118 | 3622.1634
| 2174 | Pozo Colorado AP | -23.5 | -58.783 | 99 | 6143.5883 | 11377.9255
| 2175 | Prachuap Khiri Khan AP | 11.788 | 99.805 | 3 | 3750.2263 | 6945.4192
| 2176 | Praha Karlov Klementinum | 50.067 | 14.433 | 254 | 1892.2324 | 3504.4143
| 2177 | Praia Mandela AP | 14.933 | -23.483 | 95 | 3339.1952 | 6184.1895
| 2178 | Pravdy Island | 76.27 | 94.748 | 12 | 3647.5137 | 6755.1954
| 2179 | Preobrazheniya Island | 74.668 | 112.959 | 57 | 3888.0265 | 7200.6251
| 2180 | Presov | 49.033 | 21.317 | 324 | 1694.2253 | 3137.7052
| 2181 | Pretoria Met Station | -25.733 | 28.183 | 1322 | 2955.9812 | 5474.4773
| 2182 | Prieska | -29.667 | 22.733 | 947 | 3244.0978 | 6008.0691
| 2183 | Primam | 36.383 | 44.2 | 1088 | 935.7637 | 1733.0344
| 2184 | Primorsko Akhtarsk | 46.05 | 38.167 | 0 | 1394.032 | 2581.7472
| 2185 | Princeton Rgnl AP | 49.465 | -120.51 | 698 | 6270.8589 | 11613.6307
| 2186 | Progress Research Stn Prydz Bay East Antarctica | -69.378 | 76.388 | 15 | 5832.4704 | 10801.7353
| 2187 | Pronchishchevoy | 75.544 | 113.511 | 6 | 3901.2311 | 7225.0801
| 2188 | Providencia Isla El Embrujo AP | 13.357 | -81.358 | 3 | 6485.6095 | 12011.3488
| 2189 | Providenciales Intl AP | 21.766 | -72.266 | 4.6 | 5785.2594 | 10714.3005
| 2190 | Provideniya Bay AP | 64.378 | -173.243 | 21.9 | 5404.0063 | 10008.2197
| 2191 | Prudhoe Bay | 70.25 | -148.333 | 14 | 5212.4992 | 9653.5486
| 2192 | Pucallpa Rengifo Intl AP | -8.378 | -74.574 | 156.4 | 6685.4407 | 12381.4361
| 2193 | Pudasjarvi AF | 65.414 | 26.963 | 120 | 2568.5428 | 4756.9412
| 2194 | Pudino | 57.533 | 79.367 | 97 | 2820.7579 | 5224.0437
| 2195 | Pudozh | 61.8 | 36.583 | 44 | 2333.0781 | 4320.8607
| 2196 | Puerto Angel San Pedro Pochutla | 15.668 | -96.49 | 46 | 7140.3215 | 13223.8755
| 2197 | Puerto Ayacucho Casique Aramare AP | 5.62 | -67.606 | 74.7 | 5968.8783 | 11054.3627
| 2198 | Puerto Aysan AP | -45.4 | -72.7 | 10 | 7113.1656 | 13173.5827
| 2199 | Puerto Bories Gallardo AP | -51.671 | -72.528 | 66.1 | 7127.7674 | 13200.6253
| 2200 | Puerto Cabezas Bilwi AP | 14.047 | -83.387 | 15.8 | 6566.7888 | 12161.6929
| 2201 | Puerto Cortes | 24.467 | -111.833 | 5 | 7372.1979 | 13653.3105
| 2202 | Puerto Deseado AP | -47.735 | -65.904 | 81.1 | 6850.4735 | 12687.0769
| 2203 | Puerto Lempira AP | 15.261 | -83.781 | 8 | 6548.5923 | 12127.993
| 2204 | Puerto Padre | 21.2 | -76.617 | 13 | 6014.9975 | 11139.7753
| 2205 | Puerto Penasco | 31.3 | -113.55 | 62 | 7086.9171 | 13124.9706
| 2206 | Puerto Princesa Intl AP | 9.742 | 118.759 | 21.6 | 4839.7099 | 8963.1427
| 2207 | Puerto San Julian AP | -49.307 | -67.803 | 57.9 | 6937.6144 | 12848.4619
| 2208 | Puerto Santa Cruz AP | -50.017 | -68.579 | 110.9 | 6972.0404 | 12912.2188
| 2209 | Puerto Vallarta Ordaz Intl AP | 20.68 | -105.254 | 7 | 7309.819 | 13537.7848
| 2210 | Puerto Williams Guardiamarina Zanartu AP | -54.933 | -67.633 | 23 | 6961.3497 | 12892.4196
| 2211 | Pukapuka Atoll | -10.869 | -165.829 | 3 | 9420.0758 | 17445.9805
| 2212 | Pulaski Shoal Lightstation | 24.68 | -82.77 | 16 | 6196.7401 | 11476.3626
| 2213 | Pulozero | 68.35 | 33.3 | 143 | 2726.5927 | 5049.6496
| 2214 | Punta Arenas Ibanez Intl AP | -53.003 | -70.855 | 42.4 | 7069.0353 | 13091.8535
| 2215 | Punta del Este | -34.967 | -54.95 | 24.1 | 6185.1237 | 11454.8491
| 2216 | Punta Del Este Caves | 21.55 | -82.533 | 10 | 6287.8629 | 11645.1221
| 2217 | Punta Lucrecia | 21.067 | -75.617 | 4 | 5970.0832 | 11056.5941
| 2218 | Purerua | -35.117 | 174.017 | 84 | 8564.2924 | 15861.0695
| 2219 | Puta O AP | 27.333 | 97.417 | 409 | 3370.7743 | 6242.6739
| 2220 | Puttalam | 8.033 | 79.833 | 2 | 2734.5128 | 5064.3177
| 2221 | Puvirnituq AP | 60.051 | -77.287 | 22.6 | 4841.3336 | 8966.1499
| 2222 | Pyeongtaek AP | 36.967 | 127.033 | 15.5 | 4684.9745 | 8676.5727
| 2223 | Pyinmana | 19.717 | 96.217 | 104 | 3407.9577 | 6311.5377
| 2224 | Pyongyang Sunan Intl AP | 39.224 | 125.67 | 35.7 | 4579.4426 | 8481.1278
| 2225 | Pyramiden | 78.656 | 16.36 | 20 | 3384.7969 | 6268.6438
| 2226 | Pyrenees AP | 43.385 | -0.416 | 183 | 2136.9323 | 3957.5986
| 2227 | Qaanaaq | 77.467 | -69.217 | 15.5 | 4242.8447 | 7857.7485
| 2228 | Qaarsut Uummannaq AP | 70.733 | -52.7 | 89 | 4063.3848 | 7525.3887
| 2229 | Qadarif | 14.033 | 35.4 | 599 | 539.4634 | 999.0862
| 2230 | Qaisumah AP | 28.335 | 46.125 | 357.8 | 682.2246 | 1263.4799
| 2231 | Qaqortoq Julianehaab | 60.717 | -46.05 | 34 | 3951.5777 | 7318.3218
| 2232 | Qaryat | 30.383 | 13.583 | 497 | 1230.1981 | 2278.3269
| 2233 | Qassim Abdulaziz Intl AP | 26.3 | 43.767 | 648 | 518.2152 | 959.7346
| 2234 | Qena South Valley University | 26.2 | 32.75 | 96 | 228.2763 | 422.7677
| 2235 | Qi Ying | 36.55 | 106.15 | 1615 | 3718.317 | 6886.3231
| 2236 | Qian Ning | 30.5 | 101.483 | 3452 | 3547.3385 | 6569.671
| 2237 | Qiemo Qarqan | 38.15 | 85.55 | 1248 | 2732.8964 | 5061.3241
| 2238 | Qikiqtarjuaq AP | 67.547 | -64.033 | 6.4 | 4338.9599 | 8035.7537
| 2239 | Qingshuihezhen | 33.8 | 97.133 | 4419 | 3300.321 | 6112.1945
| 2240 | Quang Tri | 16.733 | 107.183 | 6 | 4058.9592 | 7517.1924
| 2241 | Quaqtaq AP | 61.046 | -69.618 | 32 | 4612.4291 | 8542.2186
| 2242 | Quchan | 37.067 | 58.5 | 1287 | 1479.8262 | 2740.6381
| 2243 | Queen Beatrix Intl AP | 12.501 | -70.015 | 18.3 | 5922.099 | 10967.7274
| 2244 | Quelimane AP | -17.856 | 36.869 | 11 | 2458.1995 | 4552.5855
| 2245 | Queretaro Intl AP | 20.617 | -100.186 | 1919 | 7108.7891 | 13165.4774
| 2246 | Quetta Intl AP | 30.251 | 66.938 | 1600.2 | 1764.2154 | 3267.3269
| 2247 | Quibdo El Carano AP | 5.691 | -76.641 | 62.2 | 6455.5766 | 11955.7279
| 2248 | Quilpie AP | -26.617 | 144.25 | 198 | 7003.1953 | 12969.9177
| 2249 | Quincemil AP | -13.267 | -70.667 | 634 | 6573.7445 | 12174.5749
| 2250 | Quintero AP | -32.79 | -71.522 | 3.7 | 6946.8249 | 12865.5197
| 2251 | Quito Inaquito | -0.167 | -78.483 | 2812 | 6707.2886 | 12421.8985
| 2252 | Qurayyat AP | 31.412 | 37.279 | 509.6 | 520.0472 | 963.1274
| 2253 | Quy Nhon | 13.767 | 109.217 | 6 | 4228.9556 | 7832.0258
| 2254 | Rabat Sale AP | 34.051 | -6.752 | 84.1 | 2285.462 | 4232.6756
| 2255 | Rabbit Flat AP | -20.183 | 130.017 | 339 | 6139.5961 | 11370.5319
| 2256 | Rabbit Kettle | 61.963 | -127.209 | 618 | 5640.9479 | 10447.0355
| 2257 | Raduzhny AP | 62.158 | 77.313 | 78 | 2911.5858 | 5392.2569
| 2258 | RAF Charterhall | 55.7 | -2.383 | 111 | 2566.3476 | 4752.8758
| 2259 | RAF Cottesmore | 52.736 | -0.649 | 140.5 | 2415.9046 | 4474.2554
| 2260 | RAF Lakenheath | 52.409 | 0.561 | 9.8 | 2368.3194 | 4386.1276
| 2261 | RAF Shawbury | 52.798 | -2.668 | 75.9 | 2479.7634 | 4592.5218
| 2262 | Rafha AP | 29.626 | 43.491 | 449.3 | 606.1658 | 1122.6191
| 2263 | Rakahanga Atoll | -10.035 | -161.094 | 11 | 9610.0533 | 17797.8188
| 2264 | Ramgundam RS | 18.767 | 79.433 | 156 | 2499.0821 | 4628.3001
| 2265 | Ranai AP | 3.909 | 108.388 | 2.1 | 4399.3011 | 8147.5056
| 2266 | Rangiroa AP | -14.954 | -147.661 | 3 | 10312.6528 | 19099.0329
| 2267 | Ranohira | -22.55 | 45.4 | 824 | 2804.6384 | 5194.1904
| 2268 | Raoul Island Bells Flat AF | -29.25 | -177.933 | 49.5 | 9009.0397 | 16684.7415
| 2269 | Rapa Ahurei | -27.617 | -144.333 | 2 | 10539.4559 | 19519.0724
| 2270 | Rarotonga Intl AP | -21.203 | -159.806 | 5.8 | 9988.1006 | 18497.9624
| 2271 | Raseiniai | 55.395 | 23.15 | 110.5 | 2017.6621 | 3736.7102
| 2272 | Rasht Intl AP | 37.325 | 49.606 | -12.2 | 1144.8581 | 2120.2771
| 2273 | Ratnagiri | 16.983 | 73.333 | 67 | 2189.0237 | 4054.0719
| 2274 | Reconquista Jurkic AP | -29.183 | -59.7 | 48 | 6302.5506 | 11672.3237
| 2275 | Reims Champagne AB | 49.31 | 4.05 | 95.1 | 2152.459 | 3986.3541
| 2276 | Rengat Japura AP | -0.35 | 102.333 | 18.6 | 4169.5964 | 7722.0925
| 2277 | Renk | 11.75 | 32.783 | 282 | 688.0144 | 1274.2026
| 2278 | Reno Tahoe Intl AP | 39.501 | -119.773 | 1344.2 | 6804.3405 | 12601.6387
| 2279 | Resistencia Intl AP | -27.45 | -59.056 | 52.7 | 6236.882 | 11550.7054
| 2280 | Resolution Island | 61.58 | -64.65 | 369 | 4467.3978 | 8273.6208
| 2281 | Reykjavik | 64.133 | -21.9 | 53 | 3317.1504 | 6143.3625
| 2282 | Rhourde Nouss AP | 29.717 | 6.7 | 252 | 1572.2687 | 2911.8417
| 2283 | Richmond AP | -20.702 | 143.115 | 206 | 6848.9156 | 12684.1917
| 2284 | Riga | 56.951 | 24.116 | 34.7 | 2095.7399 | 3881.3103
| 2285 | Riksgransen Katterjakk Stn | 68.42 | 18.168 | 517.3 | 2799.5229 | 5184.7164
| 2286 | Rimbija Island Cape Wessels AP | -11.017 | 136.75 | 3 | 6310.7329 | 11687.4773
| 2287 | Rimini Fellini AP | 44.024 | 12.613 | 13 | 1678.6159 | 3108.7966
| 2288 | Rio Branco Medici Intl AP | -9.869 | -67.894 | 193.2 | 6348.8371 | 11758.0463
| 2289 | Rio Colorado | -39.017 | -64.083 | 79 | 6673.8417 | 12359.9549
| 2290 | Rio Cuarto Las Higueras AP | -33.085 | -64.261 | 420.9 | 6594.941 | 12213.8307
| 2291 | Rio Gallegos Fernandez Intl AP | -51.609 | -69.313 | 18.6 | 7007.813 | 12978.4697
| 2292 | Rio Grande | -32.033 | -52.1 | 4 | 5990.1791 | 11093.8117
| 2293 | Rio Hato Martinez Intl AP | 8.372 | -80.128 | 32 | 6567.2355 | 12162.5202
| 2294 | Riohacha Padilla Intl AP | 11.526 | -72.926 | 13.1 | 6101.4826 | 11299.9458
| 2295 | Rishiri AP | 45.242 | 141.186 | 34.1 | 5075.8406 | 9400.4569
| 2296 | Rivadavia | -24.167 | -62.9 | 205 | 6370.5099 | 11798.1843
| 2297 | Rivadavia Mosconi Intl AP | -45.785 | -67.466 | 57.9 | 6897.1403 | 12773.5039
| 2298 | Rivadeneira Intl AP | 0.976 | -79.625 | 10 | 6740.334 | 12483.0986
| 2299 | Rivas | 11.439 | -85.827 | 77 | 6770.1555 | 12538.328
| 2300 | Riviere Aux Feuilles | 57.91 | -72.976 | 171.4 | 4785.9691 | 8863.6148
| 2301 | Riyadh AB | 24.71 | 46.725 | 634.6 | 652.4766 | 1208.3867
| 2302 | Riyadh Dawadmi AP | 24.45 | 44.121 | 922.3 | 509.3115 | 943.2449
| 2303 | Riyan AP | 14.663 | 49.375 | 16.5 | 958.0913 | 1774.3851
| 2304 | Robertson Lake | 65.083 | -102.417 | 244 | 5172.4823 | 9579.4371
| 2305 | Robinson Crusoe Island Juan Fernandez | -33.633 | -78.833 | 29 | 7317.6168 | 13552.2264
| 2306 | Robore AP | -18.317 | -59.75 | 284 | 6086.1153 | 11271.4855
| 2307 | Rocky Harbour | 49.57 | -57.878 | 67.7 | 4477.2396 | 8291.8478
| 2308 | Rodkallen Lighthouse | 65.314 | 22.37 | 1.8 | 2590.6189 | 4797.8262
| 2309 | Rolle Pass | 46.298 | 11.787 | 2006 | 1796.6716 | 3327.4358
| 2310 | Roma AP | -26.55 | 148.783 | 304 | 7239.657 | 13407.8447
| 2311 | Rome | 41.9 | 12.483 | 95 | 1601.1623 | 2965.3526
| 2312 | Rome MS | 42.9 | -117.65 | 1162 | 6578.6411 | 12183.6432
| 2313 | Roomassaare Kuressaare AP | 58.233 | 22.5 | 4 | 2185.4018 | 4047.3642
| 2314 | Rosario Intl AP | -32.904 | -60.785 | 25.9 | 6423.5156 | 11896.3509
| 2315 | Roseau | 15.3 | -61.4 | 72 | 5395.4315 | 9992.3391
| 2316 | Ross The Boulevards | -42.033 | 147.5 | 186 | 7306.1345 | 13530.9611
| 2317 | Rosslare | 52.25 | -6.333 | 25 | 2580.8113 | 4779.6625
| 2318 | Rost AP | 67.527 | 12.104 | 2.1 | 2809.9492 | 5204.026
| 2319 | Rothera Research Stn | -67.567 | -68.117 | 33 | 6982.0736 | 12930.8002
| 2320 | Rotuma Island AP | -12.5 | 177.05 | 26 | 8564.5789 | 15861.6001
| 2321 | Rowley Island AP | 69.063 | -79.082 | 41 | 4607.8874 | 8533.8074
| 2322 | Rowley Shoals | -17.533 | 118.95 | 8 | 5496.4551 | 10179.4349
| 2323 | Roxas AP | 11.598 | 122.752 | 3 | 5016.4682 | 9290.4992
| 2324 | Rtishchevo | 52.25 | 43.783 | 213 | 1804.1694 | 3341.3218
| 2325 | Ruby AP | 64.727 | -155.47 | 199 | 5523.7379 | 10229.9626
| 2326 | Rudnaya Pristan | 44.371 | 135.846 | 34 | 4893.1316 | 9062.0796
| 2327 | Ruidoso Sierra Blanca Rgnl AP | 33.467 | -105.533 | 2077 | 6742.1527 | 12486.4669
| 2328 | Ruili | 24 | 97.85 | 776 | 3434.2568 | 6360.2436
| 2329 | Rundu AP | -17.956 | 19.719 | 1105.5 | 2620.2723 | 4852.7444
| 2330 | Ruo Ergai | 33.583 | 102.967 | 3441 | 3591.2688 | 6651.0299
| 2331 | Rupisi | -20.417 | 32.317 | 442 | 2614.4166 | 4841.8996
| 2332 | Russkaja Research Stn | -74.967 | 136 | 141.5 | 6913.4781 | 12803.7614
| 2333 | Russkaya Gavan | 76.183 | 63.567 | 361 | 3310.4374 | 6130.93
| 2334 | Russkoye Ustye | 71.017 | 149 | 6 | 4547.6625 | 8422.271
| 2335 | Russky Island | 77.097 | 96.379 | 9 | 3688.104 | 6830.3686
| 2336 | Rustaq | 23.417 | 57.433 | 322 | 1238.2772 | 2293.2894
| 2337 | Rutba | 33.033 | 40.283 | 615 | 664.7415 | 1231.1012
| 2338 | Ruteng Satar Tacik | -8.633 | 120.45 | 1170 | 5363.0147 | 9932.3033
| 2339 | Ruzaevka | 52.817 | 66.967 | 227 | 2310.5585 | 4279.1544
| 2340 | Rybinsk | 58.096 | 38.679 | 105 | 2115.5259 | 3917.954
| 2341 | Saarbrucken AP | 49.213 | 7.108 | 320.3 | 2054.3054 | 3804.5736
| 2342 | Sabha AP | 26.987 | 14.473 | 434.9 | 1142.2528 | 2115.4522
| 2343 | Sabzevar AP | 36.168 | 57.595 | 908.3 | 1415.9089 | 2622.2633
| 2344 | Sachs Harbour AP | 71.993 | -125.254 | 88 | 5051.6584 | 9355.6714
| 2345 | Saenz Pena AP | -26.733 | -60.483 | 91 | 6295.2331 | 11658.7717
| 2346 | Safford Rgnl AP | 32.855 | -109.635 | 968 | 6897.1212 | 12773.4684
| 2347 | Safi | 32.283 | -9.233 | 45 | 2402.9946 | 4450.346
| 2348 | Saglek AP | 58.475 | -62.656 | 120 | 4471.9087 | 8281.975
| 2349 | Sagres | 37.013 | -8.949 | 26 | 2413.0725 | 4469.0103
| 2350 | Sahanya | 69.75 | 128.2 | 315 | 4182.651 | 7746.2697
| 2351 | Sahu Southeast | 1.133 | 127.5 | 16 | 5521.3269 | 10225.4974
| 2352 | Sainshand | 44.9 | 110.117 | 938 | 3828.0472 | 7089.5433
| 2353 | Saint George Wade Intl AP | 32.36 | -64.67 | 4 | 5138.9492 | 9517.3339
| 2354 | Saint Georges de l Oyapock AP | 3.896 | -51.804 | 22 | 5141.6306 | 9522.2999
| 2355 | Saint Pierre AP | 46.763 | -56.176 | 8.2 | 4461.9842 | 8263.5947
| 2356 | Sainte Mairie Garros AP | -20.887 | 55.51 | 20.1 | 2898.743 | 5368.472
| 2357 | Sainte Mairie Garros AP | -20.887 | 55.51 | 20.1 | 2898.743 | 5368.472
| 2358 | Sainte Marie AP-Sainte Marie Island | -17.094 | 49.816 | 2.1 | 2562.4109 | 4745.585
| 2359 | Saipan Intl AP | 15.117 | 145.733 | 4 | 6147.8029 | 11385.7311
| 2360 | Sajmak | 37.533 | 74.833 | 3840 | 2224.2349 | 4119.2831
| 2361 | Sakakah Jouf AP | 29.785 | 40.1 | 689.2 | 491.4915 | 910.2423
| 2362 | Salluit AP | 62.179 | -75.667 | 232 | 4737.4876 | 8773.827
| 2363 | Salmon Gums Res Stn | -32.983 | 121.617 | 249 | 5988.0099 | 11089.7944
| 2364 | Saltillo Ramos Arizpe Plan De Guadalupe Intl AP | 25.549 | -100.929 | 1456.3 | 6933.5008 | 12840.8434
| 2365 | Saltpond | 5.2 | -1.067 | 47 | 2348.1489 | 4348.7718
| 2366 | Sam | 45.4 | 56.117 | 88 | 1696.2006 | 3141.3635
| 2367 | Samara Smyshlyaevka | 53.25 | 50.45 | 40 | 1950.0166 | 3611.4308
| 2368 | Samarkand Intl AP | 39.701 | 66.984 | 677.9 | 1908.7114 | 3534.9335
| 2369 | Samawah | 31.267 | 45.267 | 6 | 739.8911 | 1370.2783
| 2370 | San Andres Isla Pinilla AP | 12.584 | -81.711 | 5.8 | 6526.6812 | 12087.4135
| 2371 | San Cristobal Intl AP | -0.917 | -89.617 | 18.9 | 7329.8297 | 13574.8446
| 2372 | San Felipe | 31.033 | -114.85 | 15 | 7136.268 | 13216.3683
| 2373 | San Fernando de Apure Las Flecheras AP | 7.883 | -67.444 | 46.9 | 5903.4582 | 10933.2046
| 2374 | San Geronimo | 18.467 | -69.967 | 60.4 | 5760.5936 | 10668.6194
| 2375 | San He | 50.5 | 120.067 | 671 | 4171.4336 | 7725.4951
| 2376 | San Ignacio de Velasco Cochamanidis AP | -16.367 | -60.95 | 413 | 6108.9444 | 11313.7651
| 2377 | San Javier | -16.267 | -62.467 | 520 | 6188.7035 | 11461.4788
| 2378 | San Jose Bolanos Intl AP | 9.957 | -84.14 | 994 | 6729.4869 | 12463.0098
| 2379 | San Juan de Marcona | -15.383 | -75.167 | 60 | 6863.1587 | 12710.5699
| 2380 | San Martin Stn | -68.13 | -67.104 | 7 | 6957.6763 | 12885.6165
| 2381 | San Pedro AP | 4.747 | -6.661 | 7.9 | 2652.9569 | 4913.2762
| 2382 | San Pedro Evora AP | 16.834 | -25.057 | 20 | 3391.9802 | 6281.9474
| 2383 | San Rafael AP | -34.588 | -68.403 | 752.9 | 6817.371 | 12625.7711
| 2384 | San Salvador Ilopango Intl AP | 13.699 | -89.12 | 616 | 6861.2128 | 12706.9661
| 2385 | Sanaa Intl AP | 15.476 | 44.22 | 2205.8 | 691.1651 | 1280.0377
| 2386 | SANAE SAF Stn | -70.3 | -2.35 | 62 | 5828.0658 | 10793.5778
| 2387 | Sanana Emalamo AP | -2.069 | 125.965 | 32 | 5511.6149 | 10207.5108
| 2388 | Sandakan AP | 5.901 | 118.059 | 14 | 4888.2578 | 9053.0534
| 2389 | Sanderson Terrell County AP | 30.048 | -102.213 | 708 | 6786.0545 | 12567.7729
| 2390 | Sandheads Atoll | 10.883 | 88.25 | 10 | 3130.1028 | 5796.9505
| 2391 | Sandstone Bulga Downs Stn AP | -28.5 | 119.75 | 440 | 5797.6465 | 10737.2414
| 2392 | Sandy Cape Lighthouse | -24.73 | 153.209 | 85 | 7451.1324 | 13799.4972
| 2393 | Sandy Lake AP | 53.064 | -93.344 | 289.9 | 5515.9282 | 10215.499
| 2394 | Sangkapura Bawean Island | -5.85 | 112.633 | 3 | 4869.182 | 9017.7251
| 2395 | Sanhu Dao | 16.534 | 111.607 | 5 | 4303.8824 | 7970.7902
| 2396 | Sani Yakhtat | 60.6 | 124.033 | 139 | 4185.4403 | 7751.4355
| 2397 | Sanikiluaq AP | 56.538 | -79.247 | 20 | 5003.9593 | 9267.3325
| 2398 | Sannikova Strait | 74.671 | 138.917 | 14.6 | 4294.055 | 7952.5898
| 2399 | Sansui | 26.967 | 108.667 | 631 | 3962.6815 | 7338.8862
| 2400 | Santa Ana del Yacuma Suarez AP | -13.762 | -65.435 | 143.9 | 6297.2596 | 11662.5249
| 2401 | Santa Cruz Del Sur | 20.717 | -78 | 2 | 6096.763 | 11291.205
| 2402 | Santa Cruz Island AP | -10.72 | 165.798 | 10 | 7908.7917 | 14647.0823
| 2403 | Santa Elena De Uairen AP | 4.555 | -61.145 | 895.8 | 5641.2466 | 10447.5886
| 2404 | Santa Maria AP | 36.973 | -25.173 | 96.8 | 3190.1494 | 5908.1566
| 2405 | Santa Maria di Leuc | 39.811 | 18.342 | 112 | 1318.6303 | 2442.1034
| 2406 | Santa Marta | -28.604 | -48.813 | 54 | 5754.5106 | 10657.3536
| 2407 | Santa Rosa | -14.067 | -66.783 | 224.9 | 6377.3573 | 11810.8658
| 2408 | Santa Rosa Island | 33.939 | -120.103 | 236 | 7112.5463 | 13172.4358
| 2409 | Santa Teresita AP | -36.541 | -56.72 | 3 | 6297.0894 | 11662.2096
| 2410 | Santiago de Compostela AP | 42.888 | -8.411 | 367 | 2458.3502 | 4552.8645
| 2411 | Santiago de Veraguas Cantu AP | 8.086 | -80.945 | 82.9 | 6618.2056 | 12256.9168
| 2412 | Santiago del Estero AP | -27.766 | -64.31 | 199.9 | 6508.9146 | 12054.5098
| 2413 | Santo Domingo | 18.472 | -69.89 | 14 | 5756.5344 | 10661.1016
| 2414 | Santorini Intl AP | 36.399 | 25.479 | 38.7 | 945.1855 | 1750.4836
| 2415 | Sanya | 18.217 | 109.583 | 7 | 4161.3226 | 7706.7695
| 2416 | Sao Felix do Xingu | -6.633 | -51.983 | 150 | 5399.3628 | 9999.6199
| 2417 | Sao Gabriel da Cachoeira AP | -0.148 | -66.986 | 79 | 6075.628 | 11252.063
| 2418 | Sao Paulo | -23.496 | -46.62 | 793.6 | 5522.4684 | 10227.6114
| 2419 | Sao Tome | -22.042 | -41.052 | 5.5 | 5206.2647 | 9642.0021
| 2420 | Sao Tome Intl AP | 0.378 | 6.712 | 10.1 | 2139.6186 | 3962.5737
| 2421 | Saqqez | 36.25 | 46.267 | 1493 | 988.7023 | 1831.0766
| 2422 | Sarajevo Intl AP | 43.825 | 18.331 | 520.6 | 1498.9665 | 2776.0859
| 2423 | Sarakhs | 36.533 | 61.167 | 235 | 1581.25 | 2928.4749
| 2424 | Saranpaul | 64.283 | 60.883 | 29 | 2683.8975 | 4970.5782
| 2425 | Saravan | 27.333 | 62.333 | 1195 | 1506.457 | 2789.9584
| 2426 | Sargatskoye | 55.6 | 73.483 | 81 | 2594.0004 | 4804.0888
| 2427 | Sarh AP | 9.15 | 18.383 | 365 | 1268.0833 | 2348.4903
| 2428 | Sarmi Mararena AP | -1.875 | 138.754 | 3 | 6214.2972 | 11508.8785
| 2429 | Sarna | 61.7 | 13.183 | 425 | 2493.3238 | 4617.6356
| 2430 | Sary Tash | 39.731 | 73.25 | 3189 | 2183.2895 | 4043.4522
| 2431 | Saskylakh | 71.967 | 114.083 | 18 | 3896.0027 | 7215.397
| 2432 | Sassandra | 4.95 | -6.083 | 66 | 2616.7166 | 4846.1591
| 2433 | Satna | 24.567 | 80.833 | 317 | 2511.0518 | 4650.4679
| 2434 | Saughall | 55.6 | -4.217 | 223 | 2614.9743 | 4842.9325
| 2435 | Sault Ste Marie Chippewa County Intl AP | 46.25 | -84.467 | 244 | 5516.0228 | 10215.6743
| 2436 | Saumlaki Olilit AP | -7.983 | 131.3 | 24 | 5943.1762 | 11006.7623
| 2437 | Saurimo AP | -9.689 | 20.432 | 1092.4 | 2143.7153 | 3970.1607
| 2438 | Save | 8.033 | 2.467 | 200 | 2080.25 | 3852.623
| 2439 | Savonlinna AP | 61.946 | 28.932 | 94.8 | 2354.1992 | 4359.9769
| 2440 | Savu Tardamu AP | -10.494 | 121.848 | 22 | 5483.3593 | 10155.1815
| 2441 | Sawyer Intl AP | 46.35 | -87.4 | 372 | 5608.5975 | 10387.1226
| 2442 | Scammon Bay AP | 61.844 | -165.578 | 4.3 | 5623.8501 | 10415.3705
| 2443 | Schuchinsk | 52.95 | 70.217 | 395 | 2410.14 | 4463.5792
| 2444 | Sciacca | 37.514 | 13.127 | 126 | 1425.7279 | 2640.4481
| 2445 | Seawell Adams Intl AP | 13.075 | -59.492 | 51.5 | 5347.0879 | 9902.8069
| 2446 | Seawell Adams Intl AP | 13.075 | -59.492 | 51.5 | 5347.0879 | 9902.8069
| 2447 | Secretary Island | -45.221 | 166.885 | 19 | 8129.7644 | 15056.3237
| 2448 | Segou | 13.4 | -6.15 | 289 | 2410.892 | 4464.972
| 2449 | Segzhema | 50.333 | 138.467 | 193 | 4842.5343 | 8968.3735
| 2450 | Sengejsky Strait | 68.483 | 51.25 | 5 | 2798.4174 | 5182.6691
| 2451 | Seongsan | 33.387 | 126.88 | 19.5 | 4752.0176 | 8800.7367
| 2452 | Seoul WS | 37.571 | 126.966 | 87.1 | 4669.6871 | 8648.2604
| 2453 | Serafimovich | 49.567 | 42.75 | 200 | 1638.3637 | 3034.2496
| 2454 | Sergach | 55.533 | 45.5 | 125 | 2010.6449 | 3723.7143
| 2455 | Sete | 43.397 | 3.692 | 81 | 1975.713 | 3659.0205
| 2456 | Severo Kurilsk | 50.683 | 156.121 | 20 | 5406.7588 | 10013.3173
| 2457 | Seyakha | 70.17 | 72.514 | 17.8 | 3127.3777 | 5791.9036
| 2458 | Seychelles Intl AP | -4.674 | 55.522 | 3 | 2053.8285 | 3803.6903
| 2459 | Seychelles Intl AP | -4.674 | 55.522 | 3 | 2053.8285 | 3803.6903
| 2460 | Shabalino | 58.3 | 47.117 | 166 | 2185.1939 | 4046.979
| 2461 | Shadrinsk | 56.067 | 63.65 | 89 | 2355.2512 | 4361.9253
| 2462 | Shahat | 32.8 | 21.883 | 648 | 910.9571 | 1687.0925
| 2463 | Shahristanskij Pereval | 39.567 | 68.583 | 3143 | 1974.8383 | 3657.4005
| 2464 | Shakawe | -18.367 | 21.85 | 1000 | 2603.5977 | 4821.863
| 2465 | Shalatin | 23.133 | 35.583 | 21 | 33.2173 | 61.5184
| 2466 | Shaleburn | -29.8 | 29.35 | 1614 | 3190.4164 | 5908.6512
| 2467 | Shalinskoye | 55.717 | 93.747 | 399.2 | 3228.4362 | 5979.0639
| 2468 | Shandan | 38.8 | 101.083 | 1760 | 3462.8221 | 6413.1465
| 2469 | Shangchuan Dao | 21.724 | 112.777 | 19 | 4267.2559 | 7902.958
| 2470 | Shangnan | 33.533 | 110.883 | 914 | 3981.1827 | 7373.1504
| 2471 | Shannon | -34.583 | 116.35 | 191 | 5781.6335 | 10707.5853
| 2472 | Shannon AP | 52.702 | -8.925 | 14 | 2678.1112 | 4959.862
| 2473 | Shaowu | 27.333 | 117.467 | 261 | 4408.5642 | 8164.6609
| 2474 | Shaoyang | 27.183 | 111.45 | 310.4 | 4103.1055 | 7598.9514
| 2475 | Shara Moron Sume | 42.033 | 111.533 | 1372 | 3913.7172 | 7248.2043
| 2476 | Shark Bay AP | -25.9 | 113.583 | 34 | 5432.9495 | 10061.8226
| 2477 | Sharkaushchyna | 55.363 | 27.457 | 131 | 1974.1915 | 3656.2027
| 2478 | Sharlyk | 52.933 | 54.75 | 190 | 2013.059 | 3728.1852
| 2479 | Sharurah AP | 17.467 | 47.121 | 720.2 | 759.7348 | 1407.0288
| 2480 | Sharya | 58.367 | 45.533 | 125 | 2173.7517 | 4025.7881
| 2481 | Sharypovo | 55.533 | 89.2 | 318.8 | 3076.327 | 5697.3577
| 2482 | Shchetinkino | 55.35 | 92.1 | 804.3 | 3168.867 | 5868.7416
| 2483 | Sheep Mountain AP | 61.817 | -147.55 | 799 | 5719.711 | 10592.9047
| 2484 | Shelagontsy | 66.25 | 114.283 | 236 | 3891.9054 | 7207.8087
| 2485 | Shelter Cove AP | 40.022 | -124.069 | 11 | 6853.7289 | 12693.106
| 2486 | Shenkursk AP | 62.1 | 42.9 | 45 | 2372.4324 | 4393.7447
| 2487 | Shepherd Bay AP | 68.817 | -93.433 | 42.7 | 4864.7301 | 9009.4801
| 2488 | Sheyang | 33.75 | 120.3 | 3 | 4433.0511 | 8210.0107
| 2489 | Shieli | 44.167 | 66.75 | 153 | 2014.6243 | 3731.0842
| 2490 | Shilka | 51.867 | 116.033 | 597 | 4007.6995 | 7422.2595
| 2491 | Shindand AB | 33.391 | 62.261 | 1150 | 1567.1767 | 2902.4113
| 2492 | Shine Usa | 42.9 | 100.217 | 1494 | 3409.6746 | 6314.7174
| 2493 | Shingle Point AP | 68.95 | -137.217 | 49.4 | 5281.9579 | 9782.186
| 2494 | Shipunsky Cape | 53.1 | 160.033 | 88 | 5426.2243 | 10049.3674
| 2495 | Shisanjianfang | 43.217 | 91.733 | 732 | 3037.8346 | 5626.0696
| 2496 | Shizhimgort | 64.883 | 65.583 | 24 | 2786.4245 | 5160.4583
| 2497 | Shoyna | 67.883 | 44.15 | 18 | 2719.2543 | 5036.0589
| 2498 | Shuangchengtzu AP | 40.4 | 99.8 | 1158 | 3396.9963 | 6291.2371
| 2499 | Shungnak AP | 66.888 | -157.162 | 60 | 5388.4662 | 9979.4394
| 2500 | Sibi | 29.55 | 67.883 | 134 | 1809.0768 | 3350.4102
| 2501 | Sibu AP | 2.262 | 111.985 | 37.2 | 4636.7033 | 8587.1746
| 2502 | Siddharthanagar Gautam Buddha AP | 27.506 | 83.416 | 109.1 | 2629.7666 | 4870.3278
| 2503 | Sidi Ifni AP | 29.369 | -10.18 | 59 | 2451.9116 | 4540.9403
| 2504 | Sikasso | 11.35 | -5.683 | 375 | 2429.6592 | 4499.7288
| 2505 | Siktyah | 69.884 | 125.361 | 38 | 4123.2752 | 7636.3056
| 2506 | Silifke | 36.383 | 33.933 | 15 | 806.3266 | 1493.3169
| 2507 | Silver City Grant County AP | 32.633 | -108.167 | 1637.7 | 6863.6154 | 12711.4157
| 2508 | Silyan Kyuel | 65.294 | 130.014 | 800 | 4283.0128 | 7932.1397
| 2509 | Simusir Island | 46.85 | 151.867 | 25 | 5407.7335 | 10015.1225
| 2510 | Sinjar | 36.317 | 41.833 | 476 | 875.7456 | 1621.8808
| 2511 | Sinpo | 40.033 | 128.183 | 19 | 4673.2871 | 8654.9278
| 2512 | Sipaliwini AP | 2.033 | -56.117 | 265 | 5423.6863 | 10044.6671
| 2513 | Sirdal Sinnes | 58.923 | 6.909 | 555.4 | 2468.9983 | 4572.5849
| 2514 | Siren Burnett County AP | 45.823 | -92.373 | 301 | 5786.315 | 10716.2554
| 2515 | Sirjan | 29.467 | 55.717 | 1739 | 1180.5821 | 2186.438
| 2516 | Sirte | 31.2 | 16.583 | 14 | 1099.7055 | 2036.6546
| 2517 | Sisian | 39.533 | 46.017 | 1581 | 1141.4742 | 2114.0102
| 2518 | Sitrusdal | -19.933 | 16.383 | 1341 | 2802.0356 | 5189.37
| 2519 | Sivas | 39.814 | 36.903 | 1595.9 | 1015.2777 | 1880.2943
| 2520 | Siwa | 29.2 | 25.483 | -15 | 634.205 | 1174.5476
| 2521 | Sizeman | 50.733 | 140.433 | 5 | 4899.9525 | 9074.7121
| 2522 | Skagsudde Lighthouse | 63.189 | 19.021 | 11.4 | 2500.052 | 4630.0963
| 2523 | Skikda | 36.933 | 6.95 | 7 | 1674.1669 | 3100.5571
| 2524 | Skiros Island AP | 38.968 | 24.487 | 13.4 | 1100.2269 | 2037.6202
| 2525 | Skopje Zajcev Rid Met Stn | 42.017 | 21.4 | 301 | 1330.9533 | 2464.9256
| 2526 | Skwentna AP | 61.965 | -151.187 | 45 | 5703.5925 | 10563.0533
| 2527 | Sky Blu AWS | -74.792 | -71.49 | 1510 | 7000.1643 | 12964.3043
| 2528 | Slana | 62.709 | -143.981 | 730 | 5667.3533 | 10495.9383
| 2529 | Slautnoye | 63.201 | 167.871 | 44 | 5180.8031 | 9594.8474
| 2530 | Slave Lake AP | 55.293 | -114.777 | 582.8 | 5864.4251 | 10860.9152
| 2531 | Slavgorod AP | 52.967 | 78.65 | 126 | 2675.7078 | 4955.4109
| 2532 | Slubice | 52.35 | 14.6 | 24 | 1997.9998 | 3700.2956
| 2533 | Smithers Rgnl AP | 54.825 | -127.183 | 523 | 6052.1065 | 11208.5012
| 2534 | Snezhnogorsk | 68.1 | 87.767 | 93.8 | 3319.773 | 6148.2196
| 2535 | Sobral | -3.7 | -40.35 | 65.5 | 4691.2031 | 8688.1081
| 2536 | Socorro AP | 34.022 | -106.903 | 1485.9 | 6758.7372 | 12517.1814
| 2537 | Socotra AP | 12.631 | 53.906 | 45.7 | 1246.4917 | 2308.5027
| 2538 | Soda Springs Tigert AP | 42.65 | -111.583 | 1780 | 6460.3831 | 11964.6296
| 2539 | Sofia Intl AP | 42.695 | 23.406 | 531 | 1317.6467 | 2440.2817
| 2540 | Sogo Haya | 64.283 | 126.45 | 85 | 4207.8787 | 7792.9913
| 2541 | Sokode | 8.983 | 1.15 | 387 | 2121.9495 | 3929.8505
| 2542 | Sola Vanua Lava AP | -13.85 | 167.55 | 18 | 8069.9966 | 14945.6337
| 2543 | Solander Island Ecological Reserve | 50.1 | -127.933 | 99 | 6332.2579 | 11727.3416
| 2544 | Solapur | 17.628 | 75.935 | 482.8 | 2322.6198 | 4301.4918
| 2545 | Solnechnaya Bay | 78.233 | 103.117 | 30 | 3792.5779 | 7023.8543
| 2546 | Solovki AP-Solovetsky Islands | 65.033 | 35.7 | 7.4 | 2526.6421 | 4679.3412
| 2547 | Solovyevsk | 49.9 | 115.75 | 623 | 4014.2579 | 7434.4056
| 2548 | Sombrerete | 23.633 | -103.65 | 2351 | 7119.8406 | 13185.9448
| 2549 | Somerset East | -32.733 | 25.583 | 720 | 3393.2652 | 6284.3271
| 2550 | Somnitelny Priisk | 52.167 | 139.067 | 220 | 4816.5551 | 8920.26
| 2551 | Son La | 21.333 | 103.9 | 676 | 3799.0209 | 7035.7868
| 2552 | Song Lin Ba | 23.967 | 115.967 | 152 | 4393.5664 | 8136.8851
| 2553 | Song Tu Tay South West Cay | 11.417 | 114.333 | 5 | 4559.507 | 8444.207
| 2554 | Songea AP | -10.683 | 35.583 | 1067 | 2024.8872 | 3750.0912
| 2555 | Sonora Muni AP | 30.586 | -100.649 | 652 | 6706.8861 | 12421.1531
| 2556 | Sopochnaya Karga | 71.883 | 82.7 | 5.9 | 3345.9945 | 6196.7818
| 2557 | Sorochinsk | 52.433 | 53.133 | 123 | 1955.6207 | 3621.8095
| 2558 | Soroti AP | 1.728 | 33.623 | 1126.8 | 1281.1238 | 2372.6413
| 2559 | Sortavala | 61.717 | 30.717 | 19 | 2333.8755 | 4322.3374
| 2560 | Sosnovo Ozerskoye | 52.533 | 111.55 | 952 | 3839.2212 | 7110.2377
| 2561 | Sosnovy Cape | 62.05 | 66.4 | 25 | 2673.9829 | 4952.2163
| 2562 | Sosva AP | 63.65 | 62.1 | 28 | 2671.8433 | 4948.2537
| 2563 | Soummam Bejaia Ramdane AP | 36.712 | 5.07 | 6.1 | 1753.9717 | 3248.3556
| 2564 | South Island | -48.029 | 166.593 | 48 | 8075.9726 | 14956.7013
| 2565 | South Point Hawaii | 19 | -155.667 | 290 | 8218.3446 | 15220.3743
| 2566 | South Thule Island | -59.45 | -27.317 | 268 | 5820.8877 | 10780.284
| 2567 | South West Cape | -47.267 | 167.45 | 102 | 8121.7708 | 15041.5195
| 2568 | Southend AP | 56.333 | -103.283 | 344.1 | 5601.6235 | 10374.2068
| 2569 | Sowa AP | -20.553 | 26.116 | 909.8 | 2669.1397 | 4943.2468
| 2570 | Spafaryeva Island | 59.149 | 149.008 | 52 | 4914.1437 | 9100.9941
| 2571 | Sparrevohn LRRS AP | 61.1 | -155.567 | 484 | 5738.1861 | 10627.1207
| 2572 | Spirit River Stn | 55.683 | -119.233 | 1015 | 5909.532 | 10944.4533
| 2573 | Sprague | 49.024 | -95.598 | 329 | 5747.0324 | 10643.5041
| 2574 | Springbok AP | -29.689 | 17.94 | 819.9 | 3316.9174 | 6142.931
| 2575 | Srednayaya Nyukzha | 55.167 | 123.5 | 662 | 4235.0975 | 7843.4005
| 2576 | Srednekolymsk AP | 67.467 | 153.717 | 21 | 4746.3704 | 8790.278
| 2577 | Sredny Vasyugan | 59.224 | 78.239 | 69 | 2839.9092 | 5259.5118
| 2578 | Sreemangal | 24.3 | 91.733 | 23 | 3102.2298 | 5745.3295
| 2579 | Sretensk | 52.233 | 117.7 | 525 | 4065.3429 | 7529.0151
| 2580 | Sri Aman Simanggan AP | 1.217 | 111.45 | 11 | 4631.9157 | 8578.3078
| 2581 | St Brandon Raphael Island | -16.45 | 59.617 | 4 | 2777.9222 | 5144.712
| 2582 | St Croix Christiansted Harbor | 17.75 | -64.7 | 3 | 5508.1449 | 10201.0844
| 2583 | St Francis Cheyenne County Muni AP | 39.761 | -101.796 | 1039.7 | 6336.4915 | 11735.1822
| 2584 | St George AP | 56.578 | -169.659 | 38 | 5874.8335 | 10880.1916
| 2585 | St George Rgnl AP | 37.036 | -113.51 | 879 | 6794.0471 | 12582.5753
| 2586 | St Georges Bishop Intl AP | 12.004 | -61.786 | 12.5 | 5496.2016 | 10178.9653
| 2587 | St Georges Bishop Intl AP | 12.004 | -61.786 | 12.5 | 5496.2016 | 10178.9653
| 2588 | St Girons Antichan AP | 43.005 | 1.107 | 415 | 2066.6799 | 3827.4912
| 2589 | St Laurent du Maron AP | 5.5 | -54.033 | 9 | 5227.3498 | 9681.0519
| 2590 | St Lawrence | -22.35 | 149.517 | 10 | 7220.2922 | 13371.9812
| 2591 | St Mary Reservoir | 49.361 | -113.11 | 1128 | 6147.22 | 11384.6514
| 2592 | St Marys AP | 62.062 | -163.3 | 95 | 5631.1426 | 10428.8761
| 2593 | St Peters Bay | 46.45 | -62.576 | 30.4 | 4717.6981 | 8737.1769
| 2594 | St Sauveur d Yeu Island | 46.694 | -2.33 | 32 | 2293.2284 | 4247.059
| 2595 | St Thomas Charlotte Amalie | 18.33 | -64.92 | 5 | 5504.903 | 10195.0803
| 2596 | Starkville Bryan AP | 33.433 | -88.849 | 101.2 | 6147.4965 | 11385.1635
| 2597 | Starobilsk | 49.283 | 38.917 | 64 | 1590.6763 | 2945.9325
| 2598 | Station Nord AWS | 81.6 | -16.65 | 36 | 3724.6994 | 6898.1433
| 2599 | Stefansson Island | 73.75 | -105.283 | 11 | 4796.9163 | 8883.8889
| 2600 | Stepanovka | 58.633 | 86.733 | 105 | 3060.8222 | 5668.6428
| 2601 | Sterlegova Cape | 75.411 | 88.925 | 11 | 3547.8441 | 6570.6073
| 2602 | Stilbaai Hessequa | -34.367 | 21.383 | 103 | 3534.8316 | 6546.508
| 2603 | Stockholm | 59.35 | 18.067 | 52 | 2300.4981 | 4260.5224
| 2604 | Stolbovoy Island | 74.117 | 135.867 | 20 | 4257.5952 | 7885.0663
| 2605 | Stony Rapids AP | 59.25 | -105.841 | 244.2 | 5510.0388 | 10204.5919
| 2606 | Stovepipe Wells AP | 36.604 | -117.155 | 4 | 6903.9712 | 12786.1547
| 2607 | Stoyba | 52.8 | 131.717 | 359 | 4553.2034 | 8432.5326
| 2608 | Strelka | 61.883 | 152.4 | 1077 | 4908.5984 | 9090.7242
| 2609 | Strelka Chunya | 61.733 | 102.817 | 358.2 | 3571.6224 | 6614.6447
| 2610 | Stryn | 61.916 | 6.558 | 208 | 2612.7243 | 4838.7655
| 2611 | Stuart Witham Field AP | 27.182 | -80.221 | 5 | 5999.4694 | 11111.0173
| 2612 | Stykkisholmur | 65.083 | -22.733 | 8 | 3356.8293 | 6216.8479
| 2613 | Sucre de Padilla Intl AP | -19.007 | -65.289 | 2903.8 | 6396.7295 | 11846.743
| 2614 | Suffolk Exec AP | 36.682 | -76.602 | 22 | 5541.8217 | 10263.4538
| 2615 | Suhana | 68.617 | 118.333 | 267 | 3981.9147 | 7374.5061
| 2616 | Suizhong | 40.35 | 120.35 | 18 | 4324.7056 | 8009.3548
| 2617 | Sula | 63.847 | 8.467 | 5.9 | 2672.4399 | 4949.3586
| 2618 | Sulayyil | 20.467 | 45.667 | 614 | 614.5571 | 1138.1598
| 2619 | Sule Skerry Lighthouse | 59.085 | -4.402 | 12 | 2736.1181 | 5067.2907
| 2620 | Sumbawa Besar Sultan Muhammad Kaharuddin III AP | -8.489 | 117.412 | 5 | 5194.14 | 9619.5472
| 2621 | Sumbawanga | -7.967 | 31.63 | 1923 | 1871.8693 | 3466.7019
| 2622 | Summerside AP | 46.441 | -63.838 | 12.2 | 4766.4275 | 8827.4236
| 2623 | Summit | 72.583 | -38.45 | 3207 | 3797.1488 | 7032.3196
| 2624 | Sunshine Coast AP | -26.6 | 153.1 | 4 | 7467.6147 | 13830.0225
| 2625 | Suntar | 62.155 | 117.643 | 133 | 3990.3896 | 7390.2015
| 2626 | Sunwu | 49.433 | 127.35 | 235 | 4460 | 8259.9201
| 2627 | Suomussalmi | 64.9 | 29.017 | 224 | 2529.4478 | 4684.5374
| 2628 | Suon Tit | 58.067 | 123.717 | 416.8 | 4205.7486 | 7789.0464
| 2629 | Suoyarvi | 62.1 | 32.383 | 156 | 2352.6501 | 4357.1079
| 2630 | Suphan Buri | 14.467 | 100.133 | 9 | 3715.1302 | 6880.4211
| 2631 | Surabaya Juanda Intl AP | -7.38 | 112.787 | 3 | 4915.7445 | 9103.9587
| 2632 | Surat | 21.2 | 72.833 | 12 | 2103.994 | 3896.5968
| 2633 | Surin Agromet | 14.883 | 103.45 | 145 | 3889.8213 | 7203.949
| 2634 | Suva Kings Wharf | -18.133 | 178.433 | 0 | 8746.0795 | 16197.7392
| 2635 | Svarteborg | 58.567 | 11.55 | 70 | 2362.5038 | 4375.357
| 2636 | Svartevaeg | 81.161 | -91.816 | 72 | 4355.5253 | 8066.4329
| 2637 | Svatoy Cape | 72.821 | 140.812 | 6 | 4363.1575 | 8080.5676
| 2638 | Svenner Lighthouse | 58.969 | 10.148 | 15 | 2407.7857 | 4459.2191
| 2639 | Svetly | 58.418 | 115.98 | 470 | 3960.6567 | 7335.1362
| 2640 | Svolvaer AP-Helle | 68.245 | 14.669 | 8.2 | 2821.1663 | 5224.8
| 2641 | Svyatoy Nos | 68.15 | 39.767 | 12 | 2719.5996 | 5036.6984
| 2642 | Swan Islands Islas del Cisne AP | 17.407 | -83.933 | 2 | 6488.0709 | 12015.9073
| 2643 | Syktyvkar AP | 61.647 | 50.845 | 101 | 2413.1003 | 4469.0618
| 2644 | Syowa Stn | -69.004 | 39.583 | 21 | 5533.7523 | 10248.5094
| 2645 | Sytomino | 61.3 | 71.3 | 33.4 | 2744.1529 | 5082.1712
| 2646 | Syzran | 53.183 | 48.4 | 103 | 1914.589 | 3545.8188
| 2647 | Ta Erh Ting | 37.067 | 92.867 | 2712 | 3079.3567 | 5702.9686
| 2648 | Ta He | 52.333 | 124.8 | 465 | 4319.6171 | 7999.9309
| 2649 | Tabas AP | 33.668 | 56.893 | 704.7 | 1319.7622 | 2444.1997
| 2650 | Tabing AP | -0.875 | 100.352 | 2.7 | 4075.1415 | 7547.1621
| 2651 | Tabora AP | -5.083 | 32.833 | 1190 | 1692.7859 | 3135.0395
| 2652 | Tacna Ciriani Intl AP | -18.053 | -70.276 | 468.8 | 6647.2483 | 12310.7038
| 2653 | Tadoule Lake AP | 58.706 | -98.512 | 281.3 | 5393.5313 | 9988.82
| 2654 | Tafelberg | 3.783 | -56.15 | 323 | 5384.3662 | 9971.8461
| 2655 | Tahoua AP | 14.876 | 5.265 | 385.9 | 1755.8359 | 3251.8081
| 2656 | Taiaroa Head | -45.778 | 170.732 | 77 | 8277.3304 | 15329.616
| 2657 | Taichung | 24.15 | 120.683 | 78 | 4634.8623 | 8583.7649
| 2658 | Tailai | 46.4 | 123.45 | 139 | 4359.8728 | 8074.4845
| 2659 | Taipaq | 49.05 | 51.867 | 2 | 1758.4102 | 3256.5756
| 2660 | Taishan | 27.003 | 120.701 | 45 | 4578.9302 | 8480.1787
| 2661 | Taji AAF | 33.524 | 44.257 | 36.9 | 799.3416 | 1480.3807
| 2662 | Takaroa AP | -14.457 | -145.03 | 0 | 10305.8262 | 19086.39
| 2663 | Talara Montes Intl AP | -4.577 | -81.254 | 86 | 6967.4627 | 12903.7409
| 2664 | Taldyk | 49.25 | 59.55 | 260 | 1958.8529 | 3627.7955
| 2665 | Taldykorgan | 45 | 78.383 | 602 | 2492.4304 | 4615.981
| 2666 | Talladega Muni AP | 33.57 | -86.051 | 160.9 | 6031.3843 | 11170.1236
| 2667 | Tallinn AP | 59.413 | 24.833 | 39.9 | 2231.0097 | 4131.8299
| 2668 | Tamabulak | 49.983 | 61.483 | 221 | 2043.6888 | 3784.9117
| 2669 | Tamale AP | 9.557 | -0.863 | 168.6 | 2213.1976 | 4098.8419
| 2670 | Tambacounda AP | 13.737 | -13.653 | 49.1 | 2818.0023 | 5218.9403
| 2671 | Tambey | 71.479 | 71.814 | 8 | 3173.728 | 5877.7442
| 2672 | Tambov | 52.8 | 41.333 | 128 | 1814.5958 | 3360.6315
| 2673 | Tamdybulaq | 41.761 | 64.629 | 238 | 1863.8604 | 3451.8694
| 2674 | Tamuning Won Pat Intl AP | 13.483 | 144.8 | 77.4 | 6145.7558 | 11381.9397
| 2675 | Tanah Merah AP | -6.1 | 140.3 | 16 | 6397.9385 | 11848.982
| 2676 | Tanana Calhoun Meml AP | 65.175 | -152.107 | 67 | 5509.1283 | 10202.9055
| 2677 | Tanegashima AP | 30.605 | 130.992 | 237.1 | 5008.4988 | 9275.7398
| 2678 | Tanguy | 55.383 | 101.033 | 423 | 3469.7208 | 6425.9229
| 2679 | Tanjung Pandan Hanandjoeddin Intl AP | -2.746 | 107.755 | 51 | 4525.7265 | 8381.6454
| 2680 | Tanjung Pinang Fisabilillah Intl AP | 0.923 | 104.532 | 18 | 4258.257 | 7886.292
| 2681 | Tantan AP | 28.448 | -11.161 | 199 | 2506.0785 | 4641.2573
| 2682 | Tanyurer | 64.867 | 174.417 | 8 | 5213.8754 | 9656.0973
| 2683 | Taolagnaro AP | -25.038 | 46.956 | 8.8 | 2970.341 | 5501.0716
| 2684 | Tapachula Intl AP | 14.794 | -92.37 | 29.6 | 6980.2991 | 12927.5139
| 2685 | Taplejung | 27.35 | 87.667 | 1732 | 2856.2363 | 5289.7496
| 2686 | Taraz AP | 42.85 | 71.3 | 652 | 2160.3627 | 4000.9917
| 2687 | Tarempa | 3.2 | 106.25 | 3 | 4297.9246 | 7959.7563
| 2688 | Tareya Stream | 73.249 | 90.987 | 6 | 3516.0508 | 6511.7261
| 2689 | Tarialan | 49.567 | 102 | 1235 | 3483.1463 | 6450.7869
| 2690 | Tarko Sale | 64.911 | 77.771 | 27 | 3016.144 | 5585.8987
| 2691 | Tarnaveni | 46.36 | 24.226 | 524.3 | 1498.3956 | 2775.0287
| 2692 | Tashkent Intl AP | 41.258 | 69.281 | 431.9 | 2041.1284 | 3780.1697
| 2693 | Tasiujaq AP | 58.667 | -69.95 | 31 | 4680.1025 | 8667.5498
| 2694 | Taszar AB | 46.4 | 17.917 | 156 | 1632.4241 | 3023.2494
| 2695 | Tataal | 48.85 | 111.45 | 1053 | 3855.4408 | 7140.2763
| 2696 | Tau Island | -14.236 | -169.496 | 281 | 9330.6087 | 17280.2872
| 2697 | Taunggyi | 20.783 | 97.05 | 1436 | 3436.9011 | 6365.1408
| 2698 | Taurovo | 59.583 | 73.283 | 60.3 | 2725.8565 | 5048.2862
| 2699 | Taymyrlyr | 72.6 | 121.85 | 22 | 4037.4895 | 7477.4305
| 2700 | Tayshet | 55.95 | 98 | 307 | 3372.0893 | 6245.1094
| 2701 | Taza | 34.217 | -4 | 510 | 2150.654 | 3983.0112
| 2702 | Taza | 54.85 | 111.15 | 563 | 3816.2677 | 7067.7278
| 2703 | Tazhong | 39 | 83.667 | 1099 | 2649.6391 | 4907.1316
| 2704 | Tazirbu | 25.8 | 21.133 | 261 | 777.0674 | 1439.1288
| 2705 | Tazovsky | 67.467 | 78.733 | 8 | 3125.0223 | 5787.5412
| 2706 | Tbilisi Intl AP | 41.667 | 44.95 | 495 | 1228.4608 | 2275.1094
| 2707 | Tebea | 46.169 | 22.726 | 274.2 | 1515.1112 | 2805.9859
| 2708 | Tefe AP | -3.383 | -64.724 | 56.1 | 6026.8765 | 11161.7753
| 2709 | Tegucigalpa Toncontin Intl AP | 14.061 | -87.217 | 1004 | 6756.2246 | 12512.5279
| 2710 | Tehran Mehrabad Intl AP | 35.689 | 51.313 | 1207.6 | 1142.4656 | 2115.8462
| 2711 | Telfer AP | -21.715 | 122.229 | 292 | 5765.7887 | 10678.2407
| 2712 | Tell Abiad | 36.7 | 38.95 | 349 | 848.5886 | 1571.5861
| 2713 | Teller AP | 65.242 | -166.332 | 89 | 5424.3587 | 10045.9123
| 2714 | Tembenchi | 64.942 | 98.872 | 203.2 | 3503.5621 | 6488.5971
| 2715 | Temir | 49.15 | 57.117 | 234 | 1888.7637 | 3497.9903
| 2716 | Temuch Maquehue AP | -38.767 | -72.637 | 92.7 | 7064.0414 | 13082.6047
| 2717 | Tenerife Sur Canary Islands | 28.046 | -16.692 | 50 | 2799.9108 | 5185.4348
| 2718 | Teply Klyuch | 62.783 | 136.85 | 288.6 | 4500.2156 | 8334.3993
| 2719 | Ternopil AP | 49.528 | 25.691 | 329 | 1654.1696 | 3063.5221
| 2720 | Terpay Tumus Cape | 73.567 | 118.75 | 10 | 3980.7094 | 7372.2738
| 2721 | Tersko Orlovskaya | 67.198 | 41.322 | 72 | 2667.3254 | 4939.8867
| 2722 | Teruel | 40.351 | -1.124 | 902 | 2100.9129 | 3890.8908
| 2723 | Tete | -16.183 | 33.583 | 150 | 2356.6602 | 4364.5347
| 2724 | Texarkana Rgnl AP-Webb Field | 33.453 | -93.998 | 110 | 6343.7402 | 11748.6068
| 2725 | Thandwe | 18.467 | 94.35 | 11 | 3325.655 | 6159.1131
| 2726 | Thargomindah PO | -28 | 143.817 | 130 | 7000.1671 | 12964.3094
| 2727 | The Bight Cat Island | 24.29 | -75.414 | 3 | 5865.3131 | 10862.5599
| 2728 | Thevenard Island AP | -21.458 | 115.002 | 5 | 5389.6946 | 9981.7144
| 2729 | Thiruvananthapuram Intl AP | 8.482 | 76.92 | 4.6 | 2565.8028 | 4751.8668
| 2730 | Tho Chu Island | 9.283 | 103.467 | 24 | 4005.7171 | 7418.588
| 2731 | Thohoyandou AP | -23.08 | 30.384 | 618 | 2782.856 | 5153.8493
| 2732 | Thong Pha Phum | 14.75 | 98.633 | 99 | 3626.9951 | 6717.195
| 2733 | Thumrait AB | 17.666 | 54.025 | 478.5 | 1118.0919 | 2070.7062
| 2734 | Tianmu Shan | 30.35 | 119.417 | 1494 | 4451.2679 | 8243.7482
| 2735 | Tibooburra AP | -29.451 | 142.058 | 178 | 6929.9376 | 12834.2444
| 2736 | Tidjikja AP | 18.57 | -11.424 | 401.1 | 2611.9584 | 4837.347
| 2737 | Tikanlik | 40.633 | 87.7 | 847 | 2844.8922 | 5268.7403
| 2738 | Tikhaya Bay | 80.367 | 52.917 | 46 | 3478.6424 | 6442.4457
| 2739 | Tikhoretsk | 45.85 | 40.083 | 78 | 1395.6459 | 2584.7362
| 2740 | Tiksi AP | 71.698 | 128.903 | 9.1 | 4173.4805 | 7729.2858
| 2741 | Tilishma | 55.8 | 115.433 | 830 | 3957.9509 | 7330.125
| 2742 | Tillaberi | 14.199 | 1.45 | 210 | 1977.9238 | 3663.1149
| 2743 | Timber Creek | -15.65 | 130.467 | 23 | 6067.4844 | 11236.981
| 2744 | Timbuktu Tombouctou Intl AP | 16.73 | -3.008 | 263 | 2175.2754 | 4028.61
| 2745 | Timimoun AP | 29.237 | 0.276 | 313 | 1903.9777 | 3526.1666
| 2746 | Tin City LRRS AP | 65.567 | -167.917 | 83 | 5392.2904 | 9986.5218
| 2747 | Tin Fouye AP | 28.433 | 7.55 | 471 | 1518.3795 | 2812.0388
| 2748 | Tindouf AP | 27.7 | -8.167 | 442.9 | 2350.0934 | 4352.373
| 2749 | Tinian Intl AP | 14.999 | 145.621 | 82.6 | 6145.4252 | 11381.3274
| 2750 | Tirana Laprake | 41.333 | 19.8 | 97 | 1341.7149 | 2484.856
| 2751 | Tiruchirappalli Intl AP | 10.765 | 78.71 | 87.8 | 2608.2558 | 4830.4897
| 2752 | Tiska Djanet AP | 24.293 | 9.452 | 968 | 1406.8836 | 2605.5484
| 2753 | Tizi Ouzou | 36.7 | 4.133 | 153 | 1796.4017 | 3326.936
| 2754 | Tobol | 52.683 | 62.6 | 208 | 2185.6869 | 4047.8921
| 2755 | Tobseda | 68.6 | 52.333 | 6 | 2813.6667 | 5210.9107
| 2756 | Tofino Long Beach AP | 49.082 | -125.773 | 24.4 | 6365.6093 | 11789.1085
| 2757 | Togiak AP | 59.053 | -160.394 | 6 | 5828.3498 | 10794.1038
| 2758 | Tokachi AP | 42.891 | 143.158 | 85.6 | 5217.5231 | 9662.8528
| 2759 | Toko | 56.283 | 131.133 | 850 | 4466.6362 | 8272.2103
| 2760 | Tokua AP | -4.333 | 152.367 | 13 | 7022.7761 | 13006.1814
| 2761 | Tokyo Chiyoda | 35.692 | 139.751 | 24.2 | 5280.1078 | 9778.7597
| 2762 | Toledo | 39.885 | -4.045 | 516 | 2221.1354 | 4113.5428
| 2763 | Toli Toli Sultan Bantilan AP | 1.017 | 120.8 | 2 | 5153.4052 | 9544.1064
| 2764 | Toliara AP | -23.383 | 43.728 | 8.8 | 2834.2085 | 5248.9542
| 2765 | Tommot | 58.967 | 126.267 | 283.5 | 4272.1939 | 7912.103
| 2766 | Tomtor | 69.5 | 132.2 | 99 | 4267.5668 | 7903.5338
| 2767 | Tonghe | 45.967 | 128.733 | 110 | 4577.6209 | 8477.7539
| 2768 | Tongliao | 43.6 | 122.267 | 180 | 4355.8526 | 8067.039
| 2769 | Tongulah | 61.917 | 124.55 | 199.1 | 4185.0883 | 7750.7836
| 2770 | Tonkhil | 46.309 | 93.903 | 2213 | 3146.1675 | 5826.7023
| 2771 | Toora Khem | 52.47 | 96.119 | 920 | 3275.8593 | 6066.8915
| 2772 | Topata Olyutorskaya | 60.55 | 171.083 | 12 | 5360.6558 | 9927.9346
| 2773 | Tornetrask Lake | 68.217 | 19.717 | 393 | 2776.0046 | 5141.1605
| 2774 | Torres | -29.35 | -49.733 | 6.2 | 5816.5094 | 10772.1754
| 2775 | Torshavn | 62.023 | -6.765 | 61 | 2894.2782 | 5360.2031
| 2776 | Torsvag Lighthouse | 70.246 | 19.5 | 24.1 | 2892.5321 | 5356.9694
| 2777 | Tosontsengel AP | 48.739 | 98.297 | 1723 | 3335.5191 | 6177.3814
| 2778 | Touggourt Sidi Mahdi AP | 33.068 | 6.089 | 85 | 1642.0954 | 3041.1607
| 2779 | Touws River | -33.35 | 20.05 | 782 | 3493.6462 | 6470.2328
| 2780 | Toyooka | 35.536 | 134.822 | 5.8 | 5067.0579 | 9384.1912
| 2781 | Trat AP | 12.275 | 102.32 | 32 | 3879.2998 | 7184.4633
| 2782 | Trelew Zar Intl AP | -43.211 | -65.27 | 43 | 6778.7118 | 12554.1742
| 2783 | Trepell AP | -21.833 | 140.883 | 267 | 6748.9639 | 12499.0812
| 2784 | Tres Arroyos AP | -38.387 | -60.33 | 121.9 | 6493.9099 | 12026.7211
| 2785 | Tripoli Mitiga Intl AP | 32.894 | 13.276 | 11 | 1294.0488 | 2396.5784
| 2786 | Tristan Da Cunha | -37.07 | -12.312 | 23 | 4495.1135 | 8324.9503
| 2787 | Troitsko Pechorsk | 62.7 | 56.183 | 139 | 2536.1818 | 4697.0088
| 2788 | Troitskoye | 49.446 | 136.571 | 30 | 4797.4568 | 8884.89
| 2789 | Troll Research Stn | -72.012 | 2.535 | 1275 | 5864.8586 | 10861.7182
| 2790 | Tromelin Island | -15.889 | 54.521 | 13 | 2604.1501 | 4822.8859
| 2791 | Trubchevsk | 52.583 | 33.767 | 178 | 1779.0595 | 3294.8181
| 2792 | Truong Sa | 8.65 | 111.917 | 3 | 4486.8433 | 8309.6338
| 2793 | Tsabong | -26.05 | 22.45 | 1000 | 3037.3746 | 5625.2177
| 2794 | Tsentralny Rudnik | 55.217 | 87.65 | 495 | 3020.1402 | 5593.2997
| 2795 | Tsetserleg | 47.477 | 101.454 | 1704 | 3459.3826 | 6406.7767
| 2796 | Tshane | -24.017 | 21.883 | 1100 | 2927.9541 | 5422.571
| 2797 | Tu Ko Erh Ho Kung | 30.55 | 81.433 | 4736 | 2515.1878 | 4658.1278
| 2798 | Tuapse | 44.1 | 39.035 | 59 | 1283.8493 | 2377.6888
| 2799 | Tubuai Mataura AP | -23.365 | -149.524 | 2.1 | 10568.4067 | 19572.6893
| 2800 | Tucuman Matienzo Intl AP | -26.841 | -65.105 | 455.7 | 6533.3559 | 12099.7751
| 2801 | Tuguegarao AP | 17.638 | 121.731 | 21.3 | 4826.8799 | 8939.3816
| 2802 | Tukialik Bay | 54.716 | -58.358 | 682.6 | 4404.2587 | 8156.6871
| 2803 | Tuktut Nogait | 69.183 | -122.35 | 522 | 5191.4439 | 9614.5541
| 2804 | Tulita AP | 64.911 | -125.572 | 86 | 5458.662 | 10109.442
| 2805 | Tumaco La Florida AP | 1.817 | -78.75 | 3 | 6671.1317 | 12354.936
| 2806 | Tumeremo AP | 7.249 | -61.529 | 104.9 | 5597.5429 | 10366.6494
| 2807 | Tumnin | 49.65 | 140.083 | 58 | 4916.5653 | 9105.4789
| 2808 | Tunis Carthage Intl AP | 36.851 | 10.227 | 6.7 | 1528.3163 | 2830.4417
| 2809 | Tuoj Haya | 62.531 | 111.24 | 259.7 | 3811.1359 | 7058.2237
| 2810 | Tupik | 54.433 | 119.9 | 645.7 | 4121.3184 | 7632.6816
| 2811 | Tura | 64.269 | 100.217 | 168 | 3528.3522 | 6534.5083
| 2812 | Turan | 52.145 | 93.916 | 852.4 | 3192.8504 | 5913.1589
| 2813 | Turbo Gonzalo Mejia AP | 8.117 | -76.733 | 1 | 6395.1398 | 11843.7988
| 2814 | Turgay | 49.633 | 63.5 | 100 | 2088.7263 | 3868.321
| 2815 | Turinsk | 58.05 | 63.683 | 103 | 2442.445 | 4523.4081
| 2816 | Turka | 49.15 | 23.033 | 594 | 1671.1521 | 3094.9737
| 2817 | Turkistan | 43.267 | 68.217 | 207 | 2046.5544 | 3790.2188
| 2818 | Turkmenbashi | 40.05 | 53 | 84 | 1373.1205 | 2543.0192
| 2819 | Turochak | 52.25 | 87.117 | 326 | 2950.114 | 5463.6112
| 2820 | Tutonchany | 64.208 | 93.793 | 105.8 | 3365.4572 | 6232.8268
| 2821 | Tuxpan | 20.95 | -97.4 | 28 | 6978.5409 | 12924.2577
| 2822 | Twenthe Enschede AP | 52.273 | 6.891 | 34.6 | 2182.264 | 4041.5529
| 2823 | Tyanya | 59.047 | 119.802 | 215 | 4074.7608 | 7546.4571
| 2824 | Tympaki AP | 35.066 | 24.762 | 7 | 901.8027 | 1670.1385
| 2825 | Tyumyati | 71.924 | 123.588 | 26.6 | 4072.8836 | 7542.9804
| 2826 | U-Wisc Baldrick AWS-High Polar Plateau | -82.774 | -13.054 | 1968 | 6496.0042 | 12030.5998
| 2827 | U-Wisc Manuela AWS-Inexpressible Island | -74.946 | 163.687 | 80 | 7320.2994 | 13557.1945
| 2828 | Uakit | 55.467 | 113.617 | 1097 | 3898.4049 | 7219.8458
| 2829 | Uarki | 52.517 | 141.2 | 14 | 4877.9463 | 9033.9565
| 2830 | Ubatuba | -23.45 | -45.067 | 8 | 5443.4876 | 10081.3391
| 2831 | Ubinskoye | 55.3 | 79.617 | 140 | 2766.9068 | 5124.3114
| 2832 | Ubon Ratchathani AP | 15.251 | 104.87 | 123.7 | 3960.7473 | 7335.3039
| 2833 | Uccle | 50.797 | 4.358 | 101 | 2196.7674 | 4068.4132
| 2834 | Uchami | 63.834 | 96.671 | 649 | 3431.5708 | 6355.2692
| 2835 | Uchur | 58.733 | 130.617 | 197.4 | 4406.384 | 8160.6232
| 2836 | Udaipur | 24.583 | 73.7 | 582 | 2123.6627 | 3933.0234
| 2837 | Udine Campoformido AF | 46.033 | 13.183 | 94 | 1743.9089 | 3229.7194
| 2838 | Uedey | 71.5 | 136.583 | 11 | 4317.309 | 7995.6563
| 2839 | Uega | 60.717 | 142.783 | 398 | 4704.6316 | 8712.9777
| 2840 | Ugino | 58.633 | 128.5 | 230.6 | 4344.5254 | 8046.061
| 2841 | Uige AP | -7.583 | 15 | 829 | 2182.264 | 4041.5529
| 2842 | Ukoy Cape | 55.665 | 136.725 | 29 | 4655.8495 | 8622.6332
| 2843 | Ulaanbaatar Chinggis Khaan Intl AP | 47.843 | 106.767 | 1330.1 | 3673.8519 | 6803.9737
| 2844 | Ulanbel | 44.8 | 71.067 | 266 | 2197.179 | 4069.1755
| 2845 | Uliastai | 45.517 | 116.967 | 841 | 4108.4553 | 7608.8593
| 2846 | Ulithi AP-Falalop Island | 10.033 | 139.8 | 5 | 5975.1816 | 11066.0364
| 2847 | Uljin WS | 36.992 | 129.413 | 51.2 | 4791.5023 | 8873.8623
| 2848 | Ulleungdo WS | 37.481 | 130.899 | 220 | 4846.8915 | 8976.4431
| 2849 | Ulul Caroline Islands | 8.584 | 149.685 | 0 | 6537.999 | 12108.3742
| 2850 | Ulya | 58.831 | 141.811 | 5 | 4728.3686 | 8756.9386
| 2851 | Ulygaiin Dugang | 49.833 | 107.733 | 883 | 3705.7558 | 6863.0598
| 2852 | Ulytau | 48.583 | 67.083 | 632 | 2164.186 | 4008.0725
| 2853 | Umiujaq AP | 56.533 | -76.517 | 71 | 4926.7408 | 9124.324
| 2854 | Unaha | 55.034 | 126.8 | 453 | 4347.2163 | 8051.0445
| 2855 | Unalakleet AP | 63.883 | -160.8 | 6 | 5544.2346 | 10267.9224
| 2856 | Unalaska | 53.879 | -166.54 | 5.7 | 6064.8906 | 11232.1774
| 2857 | Undurkhaan AP | 47.317 | 110.633 | 1033 | 3832.6498 | 7098.0674
| 2858 | Unskiy Lighthouse | 64.833 | 38.336 | 5 | 2517.8948 | 4663.1412
| 2859 | Unyugan | 61.955 | 64.903 | 111.4 | 2641.3351 | 4891.7525
| 2860 | Upernavik AP | 72.783 | -56.133 | 129 | 4112.4155 | 7616.1936
| 2861 | Upsala | 49.033 | -90.467 | 488.5 | 5599.6496 | 10370.5512
| 2862 | Uranium City AP | 59.567 | -108.483 | 320.6 | 5539.9769 | 10260.0372
| 2863 | Urmi | 49.4 | 133.233 | 290 | 4677.889 | 8663.4505
| 2864 | Urup Island Kuril Islands | 46.2 | 150.5 | 76 | 5383.0537 | 9969.4154
| 2865 | Uryupino | 52.75 | 120.033 | 370 | 4144.1017 | 7674.8764
| 2866 | Ushakov Island | 80.833 | 79.7 | 47 | 3646.1644 | 6752.6965
| 2867 | Usharal | 46.167 | 80.933 | 397 | 2615.3346 | 4843.5998
| 2868 | Ushuaia Islas Malvinas Intl AP | -54.843 | -68.296 | 21.6 | 6983.891 | 12934.1661
| 2869 | Uski | 59.194 | 146.323 | 21 | 4841.6691 | 8966.7711
| 2870 | Usolye Sibirskoye | 52.783 | 103.683 | 437.4 | 3552.2927 | 6578.8462
| 2871 | Ust Belaya | 65.483 | 173.3 | 23 | 5167.3417 | 9569.9168
| 2872 | Ust Charky | 66.8 | 136.683 | 273.8 | 4411.8235 | 8170.6971
| 2873 | Ust Ilimsk | 58.2 | 102.75 | 401 | 3543.4782 | 6562.5217
| 2874 | Ust Ishim | 57.691 | 71.167 | 55 | 2604.39 | 4823.3303
| 2875 | Ust Kabyrza | 52.817 | 88.45 | 416 | 3006.2101 | 5567.5011
| 2876 | Ust Kara | 69.25 | 64.983 | 4 | 2982.4611 | 5523.518
| 2877 | Ust Karsk | 52.7 | 118.8 | 407 | 4100.4644 | 7594.0602
| 2878 | Ust Khayryuzovo | 57.083 | 156.7 | 8 | 5185.1372 | 9602.8741
| 2879 | Ust Kulom | 61.684 | 53.685 | 96 | 2449.2316 | 4535.977
| 2880 | Ust Mil | 59.633 | 133.033 | 179.4 | 4460.6287 | 8261.0844
| 2881 | Ust Nyukzha | 56.583 | 121.483 | 426 | 4151.5838 | 7688.7333
| 2882 | Ust Olenek | 73 | 119.867 | 14.9 | 4000.9416 | 7409.7438
| 2883 | Ust Ordynsky | 52.817 | 104.767 | 526 | 3591.7274 | 6651.8791
| 2884 | Ust Tsilma | 65.433 | 52.267 | 68 | 2637.3826 | 4884.4327
| 2885 | Ust Usa | 52.057 | 92.139 | 576.9 | 3127.3753 | 5791.8991
| 2886 | Ust Voyampolka | 58.5 | 159.167 | 7 | 5192.4115 | 9616.3462
| 2887 | Ust Yudoma | 59.183 | 135.15 | 310 | 4530.7061 | 8390.8678
| 2888 | Utena | 55.515 | 25.59 | 105.7 | 1998.8752 | 3701.917
| 2889 | Utica Oneida County AP | 43.145 | -75.384 | 216.7 | 5295.0743 | 9806.4776
| 2890 | Uttaradit | 17.617 | 100.1 | 64 | 3655.3753 | 6769.7551
| 2891 | Uvat AP | 59.15 | 68.917 | 41 | 2605.7328 | 4825.8172
| 2892 | Uyedineniya Island | 77.5 | 82.272 | 23 | 3539.8424 | 6555.7882
| 2893 | Vacoas | -20.3 | 57.467 | 425 | 2916.9282 | 5402.151
| 2894 | Vacoas | -20.3 | 57.467 | 425 | 2916.9282 | 5402.151
| 2895 | Vaduz | 47.127 | 9.518 | 458.5 | 1899.461 | 3517.8017
| 2896 | Vagar AP | 62.066 | -7.285 | 88 | 2907.8356 | 5385.3116
| 2897 | Vaida Guba Bay | 69.936 | 31.979 | 8 | 2823.2676 | 5228.6916
| 2898 | Val Karkay | 70.085 | 170.925 | 5.8 | 4918.6125 | 9109.2703
| 2899 | Val Marie Southeast | 49.058 | -107.586 | 798 | 6046.8142 | 11198.6999
| 2900 | Valdivia | -39.65 | -73.086 | 18 | 7092.1991 | 13134.7527
| 2901 | Valdosta Rgnl AP | 30.783 | -83.277 | 62 | 6014.2957 | 11138.4756
| 2902 | Valentia Obs | 51.933 | -10.25 | 30 | 2704.4043 | 5008.5568
| 2903 | Valke Maarja | 59.141 | 26.231 | 122.1 | 2204.3642 | 4082.4825
| 2904 | Valladolid | 20.683 | -88.2 | 27 | 6580.7959 | 12187.634
| 2905 | Valle de la Pascua AP | 9.222 | -65.994 | 125 | 5791.5414 | 10725.9346
| 2906 | Vallegrande Toledo AP | -18.467 | -64.1 | 1998 | 6322.1058 | 11708.5399
| 2907 | Vallenar AP | -28.596 | -70.756 | 525.8 | 6851.2743 | 12688.56
| 2908 | Vankarem Cape | 67.838 | -175.853 | 5 | 5189.9154 | 9611.7233
| 2909 | Vanuabalavu | -17.233 | -178.95 | 52 | 8876.5611 | 16439.3911
| 2910 | Vanwyksvlei | -30.35 | 21.817 | 962 | 3295.742 | 6103.7142
| 2911 | Varandey AP | 68.8 | 57.983 | 6.6 | 2877.6808 | 5329.4649
| 2912 | Varazdin AP | 46.295 | 16.381 | 167 | 1666.4575 | 3086.2792
| 2913 | Varna AP | 43.232 | 27.825 | 70.1 | 1267.3593 | 2347.1494
| 2914 | Vasileva Cape | 50.027 | 155.407 | 16 | 5409.226 | 10017.8865
| 2915 | Vasiss | 57.367 | 74.75 | 101 | 2687.3123 | 4976.9024
| 2916 | Vatyna | 61.233 | 172.383 | 70 | 5352.7929 | 9913.3725
| 2917 | Vawkavysk | 53.17 | 24.45 | 183 | 1876.373 | 3475.0427
| 2918 | Velmo | 61.015 | 93.431 | 121.8 | 3298.5961 | 6108.9999
| 2919 | Velsk | 61.083 | 42.067 | 91 | 2307.8837 | 4274.2006
| 2920 | Veraval | 20.9 | 70.367 | 8 | 1971.079 | 3650.4382
| 2921 | Verebye | 58.683 | 32.7 | 116 | 2147.0859 | 3976.4031
| 2922 | Vereeniging | -26.567 | 27.95 | 1481 | 3007.4085 | 5569.7206
| 2923 | Vereshchagino | 64.235 | 87.573 | 30 | 3214.7148 | 5953.6519
| 2924 | Verhnee Penzino | 64.217 | 164.233 | 326 | 5069.5477 | 9388.8023
| 2925 | Verhnyaya Toyma | 62.233 | 45.017 | 58 | 2393.5662 | 4432.8846
| 2926 | Verkhneimbatsk AP | 63.156 | 87.968 | 46 | 3197.9641 | 5922.6296
| 2927 | Verkhnetulomsky | 68.6 | 31.8 | 63 | 2743.4194 | 5080.8128
| 2928 | Verkhny Ufaley | 56.05 | 60.233 | 361 | 2277.7394 | 4218.3734
| 2929 | Verkhoturye | 58.867 | 60.783 | 125 | 2420.5612 | 4482.8793
| 2930 | Verkhovye Lotta | 68.533 | 28.918 | 107 | 2746.0073 | 5085.6054
| 2931 | Verkhoyansk AP | 67.54 | 133.4 | 143 | 4325.1844 | 8010.2414
| 2932 | Verlegenhuken | 80.059 | 16.25 | 8 | 3464.1624 | 6415.6287
| 2933 | Vestmannaeyjar AP | 63.424 | -20.279 | 99.4 | 3261.8344 | 6040.9173
| 2934 | Viang XaI Caves | 20.417 | 104.233 | 913 | 3832.2436 | 7097.3151
| 2935 | Viedma Castello AP | -40.869 | -63 | 6.1 | 6650.4636 | 12316.6587
| 2936 | Vientiane Wattay Intl AP | 17.988 | 102.563 | 171.9 | 3783.5613 | 7007.1556
| 2937 | Vigan Mindoro AP | 17.555 | 120.356 | 4.9 | 4755.1434 | 8806.5255
| 2938 | Viktoria Island | 80.154 | 36.737 | 68 | 3435.673 | 6362.8664
| 2939 | Vilegodskoe | 61.121 | 47.994 | 114 | 2354.1345 | 4359.8572
| 2940 | Vilhelmina South Lapland AP | 64.579 | 16.842 | 349.3 | 2599.6806 | 4814.6084
| 2941 | Vilkickogo Island | 73.5 | 76 | 4 | 3312.738 | 6135.1907
| 2942 | Villa de Maria | -29.9 | -63.683 | 341 | 6514.1692 | 12064.2414
| 2943 | Villa Dolores AP | -31.945 | -65.146 | 583.7 | 6620.2948 | 12260.786
| 2944 | Villahermosa Perez Intl AP | 17.983 | -92.817 | 14 | 6887.9811 | 12756.541
| 2945 | Vilnius Intl AP | 54.636 | 25.291 | 196.9 | 1951.0822 | 3613.4041
| 2946 | Vilsandi Lighthouse | 58.383 | 21.814 | 7 | 2201.3202 | 4076.845
| 2947 | Vilyuysk | 63.783 | 121.617 | 111 | 4087.5771 | 7570.1928
| 2948 | Vinnitsy | 60.633 | 34.783 | 111 | 2262.0388 | 4189.2959
| 2949 | Visalia Muni AP | 36.317 | -119.4 | 90 | 6969.0296 | 12906.6428
| 2950 | Vishakhapatnam Intl AP | 17.717 | 83.233 | 3 | 2724.8935 | 5046.5027
| 2951 | Vitebsk Vostochny AP | 55.127 | 30.35 | 207.9 | 1942.259 | 3597.0637
| 2952 | Vitoria Aguiar Salles AP | -20.258 | -40.286 | 3.4 | 5119.859 | 9481.9789
| 2953 | Vitoria AP | 42.872 | -2.733 | 512.7 | 2219.7498 | 4110.9767
| 2954 | Vize Island | 79.491 | 76.981 | 10 | 3570.6171 | 6612.7828
| 2955 | Vladikavkaz | 43.033 | 44.683 | 703 | 1297.0731 | 2402.1793
| 2956 | Vladimirovo | 49.283 | 143.967 | 5 | 5061.2863 | 9373.5023
| 2957 | Vladivostok | 43.117 | 131.917 | 183 | 4764.8573 | 8824.5158
| 2958 | Vohemar AP | -13.376 | 50.003 | 5.8 | 2358.0005 | 4367.0169
| 2959 | Voi | -3.4 | 38.567 | 579 | 1600.5673 | 2964.2506
| 2960 | Volgograd Gumrak Intl AP | 48.783 | 44.346 | 146.9 | 1612.3225 | 2986.0214
| 2961 | Volochanka | 70.967 | 94.5 | 40 | 3519.3954 | 6517.9203
| 2962 | Vologda | 59.233 | 39.867 | 131 | 2187.7436 | 4051.7011
| 2963 | Vorkuta AP | 67.483 | 64.017 | 172 | 2884.7889 | 5342.629
| 2964 | Vorontsovka | 58.85 | 112.9 | 203 | 3862.8142 | 7153.9318
| 2965 | Vostochnaya | 63.217 | 139.6 | 1287.9 | 4559.8688 | 8444.877
| 2966 | Vostok | -78.45 | 106.867 | 3488 | 6551.3036 | 12133.0142
| 2967 | Vostretsovo | 45.883 | 134.967 | 150 | 4822.7215 | 8931.6803
| 2968 | Vrangelya Island | 71.233 | -179.417 | 4 | 4975.7764 | 9215.1379
| 2969 | Vryburg AP | -26.982 | 24.729 | 1194.8 | 3062.9812 | 5672.6411
| 2970 | Vunisea AP | -19.05 | 178.167 | 33 | 8744.5029 | 16194.8193
| 2971 | Vyatskiye Polyany | 56.233 | 51.033 | 83 | 2119.3445 | 3925.026
| 2972 | Vyazma | 55.167 | 34.4 | 251 | 1933.6602 | 3581.1387
| 2973 | Vyksa | 55.333 | 42.117 | 114 | 1969.2751 | 3647.0975
| 2974 | Wabowden | 54.91 | -98.626 | 233 | 5565.9999 | 10308.2318
| 2975 | Wabush AP | 52.927 | -66.874 | 551.4 | 4724.7334 | 8750.2062
| 2976 | Wad Madani | 14.4 | 33.483 | 408 | 524.0711 | 970.5797
| 2977 | Wadi Dawasir AP | 20.504 | 45.2 | 628.5 | 588.7082 | 1090.2876
| 2978 | Wadi Halfa | 21.817 | 31.483 | 183 | 207.9596 | 385.1412
| 2979 | Wadi Natroon | 30.4 | 30.35 | 1 | 509.9324 | 944.3949
| 2980 | Wafra | 28.567 | 48.067 | 107.1 | 781.7038 | 1447.7154
| 2981 | Wager Bay | 65.867 | -89.433 | 18 | 4912.797 | 9098.5
| 2982 | Waimea Kohala AP Hawaii | 20.001 | -155.668 | 814.1 | 8160.0181 | 15112.3535
| 2983 | Waingapu Umbu Mehang Kunda AP | -9.669 | 120.302 | 12 | 5379.7142 | 9963.2306
| 2984 | Wainwright AP | 70.617 | -159.85 | 27 | 5157.0324 | 9550.824
| 2985 | Wajh AP | 26.199 | 36.476 | 20.1 | 208.5118 | 386.1639
| 2986 | Wajir AP | 1.733 | 40.092 | 234.7 | 1312.3485 | 2430.4695
| 2987 | Waku Kungo AP | -11.417 | 15.117 | 1304 | 2376.7581 | 4401.7561
| 2988 | Walgett AP | -30.033 | 148.117 | 134 | 7246.5323 | 13420.5778
| 2989 | Wallis Island Hihifo AP | -13.238 | -176.199 | 24.1 | 8947.7316 | 16571.1989
| 2990 | Wallis Island Hihifo AP | -13.238 | -176.199 | 24.1 | 8947.7316 | 16571.1989
| 2991 | Walvis Bay AP | -22.983 | 14.65 | 88 | 3008.9986 | 5572.6655
| 2992 | Wamena AP | -4.103 | 138.957 | 1549.9 | 6277.7612 | 11626.4138
| 2993 | Warburton AP | -26.133 | 126.583 | 460 | 6085.3062 | 11269.9872
| 2994 | Warmun Turkey Creek AP | -17.017 | 128.217 | 205 | 5976.1338 | 11067.7999
| 2995 | Washington Ft McNair | 38.872 | -77.018 | 10 | 5490.4569 | 10168.3263
| 2996 | Waskaganish AP | 51.483 | -78.75 | 23 | 5151.6595 | 9540.8735
| 2997 | Wau | 7.7 | 28.017 | 438 | 1004.1713 | 1859.7253
| 2998 | Wave Hill AP | -17.383 | 131.117 | 198 | 6139.5116 | 11370.3754
| 2999 | Weddell Island | -51.9 | -60.917 | 17 | 6700.2356 | 12408.8364
| 3000 | Weihai | 37.515 | 122.116 | 34 | 4451.3767 | 8243.9497
| 3001 | Weizhou Dao | 21.033 | 109.117 | 41 | 4084.4673 | 7564.4335
| 3002 | Wekweeti AP | 64.192 | -114.076 | 377 | 5382.1901 | 9967.816
| 3003 | Wellington Obs | -41.283 | 174.767 | 127 | 8523.3187 | 15785.1862
| 3004 | Wen Huang Ping | 33.45 | 108.25 | 548 | 3853.1934 | 7136.1142
| 3005 | West Roebuck | -17.9 | 122.317 | 32 | 5682.328 | 10523.6715
| 3006 | Western Head | 43.99 | -64.664 | 10.1 | 4855.5604 | 8992.4978
| 3007 | Wewak Intl AP | -3.584 | 143.669 | 5.8 | 6526.0024 | 12086.1565
| 3008 | Whale Cove AP | 62.242 | -92.598 | 10 | 5119.3404 | 9481.0184
| 3009 | White Mountain AP | 64.689 | -163.413 | 81.4 | 5479.1514 | 10147.3884
| 3010 | Wichita Falls Kickapoo Downtown AP | 33.858 | -98.49 | 304.2 | 6489.3448 | 12018.2667
| 3011 | Wien Innere Stadt | 48.198 | 16.367 | 177.3 | 1756.8338 | 3253.6561
| 3012 | Wilcannia | -31.567 | 143.367 | 75 | 7023.6361 | 13007.774
| 3013 | Willis Island | -16.288 | 149.965 | 9 | 7143.712 | 13230.1546
| 3014 | Wiluna | -26.583 | 120.217 | 519 | 5776.1305 | 10697.3936
| 3015 | Windhoek Eros AP | -22.612 | 17.08 | 1699.3 | 2935.0673 | 5435.7447
| 3016 | Windhoek Kutako Intl AP | -22.48 | 17.471 | 1719.1 | 2919.6093 | 5407.1165
| 3017 | Windorah AP | -25.417 | 142.65 | 129 | 6901.5968 | 12781.7572
| 3018 | Winton PO | -22.383 | 143.033 | 184 | 6873.1501 | 12729.074
| 3019 | Wittenoom AP | -22.25 | 118.333 | 464 | 5578.6122 | 10331.5898
| 3020 | Woleai Atoll Caroline Islands | 7.383 | 143.917 | 4 | 6264.7329 | 11602.2853
| 3021 | Wollogorang AP | -17.2 | 137.933 | 61 | 6503.666 | 12044.7895
| 3022 | Wu Lu Mu Qi | 43.783 | 87.65 | 936 | 2864.6516 | 5305.3347
| 3023 | Wudan Ongniud Qi | 42.967 | 119.033 | 634 | 4228.3272 | 7830.8619
| 3024 | Wudaoliang | 35.217 | 93.083 | 4613 | 3093.7681 | 5729.6585
| 3025 | Xai Xai AP | -25.05 | 33.633 | 5 | 2889.2579 | 5350.9056
| 3026 | Xainza | 30.95 | 88.633 | 4670 | 2885.5195 | 5343.9821
| 3027 | Xiao Ergou | 49.2 | 123.717 | 288 | 4326.8903 | 8013.4008
| 3028 | Xihua | 33.783 | 114.517 | 53 | 4154.4192 | 7693.9844
| 3029 | Xilin Hot Xilin Gol | 43.95 | 116.117 | 1004 | 4091.3596 | 7577.1979
| 3030 | Xinjiang AP | 43.95 | 81.333 | 664 | 2597.6859 | 4810.9142
| 3031 | Xisha Dao Sansha AP | 16.833 | 112.333 | 5 | 4337.3742 | 8032.817
| 3032 | Xixian | 36.7 | 110.933 | 1006 | 3943.8327 | 7303.9782
| 3033 | Ya an | 29.983 | 103 | 629 | 3630.471 | 6723.6323
| 3034 | Yagaqi Etam Lecun | 37.933 | 83.65 | 1264 | 2642.1707 | 4893.3001
| 3035 | Yakataga AP | 60.083 | -142.5 | 11 | 5823.9099 | 10785.8812
| 3036 | Yaksha | 61.833 | 56.867 | 131 | 2500.9038 | 4631.6739
| 3037 | Yakushima AP | 30.386 | 130.659 | 37.8 | 4997.6857 | 9255.7139
| 3038 | Yakutat AP | 59.517 | -139.667 | 13.1 | 5852.4265 | 10838.694
| 3039 | Yakutsk AP | 62.093 | 129.771 | 99.1 | 4326.1309 | 8011.9945
| 3040 | Yamba Pilot Stn | -29.433 | 153.367 | 30 | 7510.6085 | 13909.6469
| 3041 | Yambur | 66.8 | 68.883 | 32 | 2926.4188 | 5419.7276
| 3042 | Yana | 55.483 | 134.333 | 318 | 4584.3553 | 8490.2261
| 3043 | Yanbu Abdulaziz Intl AP | 24.144 | 38.063 | 7.9 | 182.2118 | 337.4562
| 3044 | Yangon Intl AP | 16.907 | 96.133 | 33.2 | 3449.9461 | 6389.3002
| 3045 | Yanji | 42.867 | 129.5 | 181 | 4670.8728 | 8650.4564
| 3046 | Yankton Gurney Muni AP | 42.917 | -97.383 | 398 | 6062.2245 | 11227.2398
| 3047 | Yannarie Nyang AP | -23.033 | 115.033 | 112 | 5431.2127 | 10058.606
| 3048 | Yanov Stan | 65.977 | 84.328 | 61 | 3188.7052 | 5905.482
| 3049 | Yansk | 68.45 | 134.8 | 103 | 4339.1277 | 8036.0645
| 3050 | Yaounde Nsimalen AP | 3.723 | 11.553 | 694.3 | 1788.9734 | 3313.1787
| 3051 | Yaounde Nsimalen AP | 3.723 | 11.553 | 694.3 | 1788.9734 | 3313.1787
| 3052 | Yap Intl AP | 9.483 | 138.083 | 13.4 | 5897.3817 | 10921.951
| 3053 | Yar Sale | 66.833 | 70.833 | 8 | 2960.0212 | 5481.9592
| 3054 | Yarangi | 64.183 | 176.417 | 12 | 5277.5111 | 9773.9506
| 3055 | Yaren Nauru Intl AP | -0.545 | 166.918 | 11 | 7706.8108 | 14273.0135
| 3056 | Yarensk | 62.167 | 49.117 | 92 | 2424.1337 | 4489.4957
| 3057 | YarolIn | 67.133 | 108.533 | 235.8 | 3757.9915 | 6959.8003
| 3058 | Yarrawonga AP | -36.017 | 146.033 | 129 | 7200.889 | 13336.0465
| 3059 | Yasacnaya | 55.833 | 104.233 | 331 | 3580.1739 | 6630.4821
| 3060 | Yasawa i Rara | -16.706 | 177.58 | 50 | 8676.1331 | 16068.1985
| 3061 | Yashkul | 46.183 | 45.35 | -7 | 1481.5669 | 2743.8619
| 3062 | Yaskha | 39.71 | 55.559 | -5 | 1449.9542 | 2685.3152
| 3063 | Yecheon AP | 36.632 | 128.355 | 107.9 | 4751.6398 | 8800.0368
| 3064 | Yelets | 52.633 | 38.517 | 168 | 1788.4766 | 3312.2587
| 3065 | Yelimane | 15.117 | -10.567 | 100 | 2621.4331 | 4854.8941
| 3066 | Yelizaveti Cape | 54.419 | 142.723 | 77 | 4874.623 | 9027.8018
| 3067 | Yellowknife AP | 62.463 | -114.44 | 205.7 | 5478.5117 | 10146.2036
| 3068 | Yeniseysk | 58.453 | 92.203 | 78 | 3219.8917 | 5963.2394
| 3069 | Yerevan Erebuni AP | 40.134 | 44.471 | 901 | 1136.6667 | 2105.1067
| 3070 | Yilan | 46.3 | 129.55 | 99 | 4603.2057 | 8525.137
| 3071 | Yingshan | 30.75 | 115.667 | 116 | 4258.5044 | 7886.7501
| 3072 | Yiwu | 43.254 | 94.699 | 1729 | 3167.6071 | 5866.4084
| 3073 | Yohin | 61.242 | -123.742 | 204 | 5651.6004 | 10466.7639
| 3074 | Yonkerville Monette Muni AP | 36.91 | -94.015 | 437 | 6204.255 | 11490.2803
| 3075 | York AP | 39.917 | -76.874 | 146 | 5452.0597 | 10097.2146
| 3076 | Yoron AP | 27.044 | 128.402 | 15.8 | 4964.1436 | 9193.594
| 3077 | You Yu | 40.167 | 112.333 | 1212 | 3968.8172 | 7350.2494
| 3078 | Young | -32.683 | -57.633 | 80 | 6267.7181 | 11607.8138
| 3079 | Yozgat | 39.817 | 34.8 | 1298 | 1010.8769 | 1872.144
| 3080 | Yuanjiang | 23.6 | 101.983 | 398 | 3660.8859 | 6779.9607
| 3081 | Yuilsk | 63.667 | 69.6 | 85.8 | 2804.7718 | 5194.4373
| 3082 | Yuirmaguas Rengifo Intl AP | -5.894 | -76.118 | 178.9 | 6715.0018 | 12436.1833
| 3083 | Yunta AP | -32.567 | 139.567 | 300 | 6847.3518 | 12681.2955
| 3084 | Yurty | 64.05 | 141.883 | 589.7 | 4594.9899 | 8509.9212
| 3085 | Yutian Keriya | 36.867 | 81.7 | 1554 | 2543.308 | 4710.2064
| 3086 | Yuxian | 39.833 | 114.567 | 910 | 4073.6178 | 7544.3402
| 3087 | Zabol AP | 31.098 | 61.544 | 496.2 | 1497.4912 | 2773.3538
| 3088 | Zacatecas La Bufa Hill | 22.783 | -102.567 | 2612 | 7114.578 | 13176.1985
| 3089 | Zadoi | 32.9 | 95.3 | 4068 | 3214.2891 | 5952.8634
| 3090 | Zagreb Gradec | 45.814 | 15.972 | 157 | 1655.1804 | 3065.3941
| 3091 | Zahedan Intl AP | 29.476 | 60.907 | 1377.7 | 1446.4589 | 2678.8418
| 3092 | Zamboanga Intl AP | 6.922 | 122.06 | 10.1 | 5085.6003 | 9418.5318
| 3093 | Zanjan AP | 36.774 | 48.359 | 1640.4 | 1079.3115 | 1998.885
| 3094 | Zanni AP Pehuajo AP | -35.845 | -61.858 | 85 | 6523.8439 | 12082.159
| 3095 | Zapadnaya Dvina | 56.267 | 32.083 | 197 | 2003.7463 | 3710.9381
| 3096 | Zavodovski Island | -56.283 | -27.583 | 113 | 5719.0859 | 10591.7471
| 3097 | Zavyalova Island | 59.004 | 150.477 | 271 | 4957.1137 | 9180.5745
| 3098 | Zavyalovo | 52.833 | 80.95 | 165 | 2748.7926 | 5090.764
| 3099 | Zayarsk | 56.2 | 102.833 | 427 | 3534.823 | 6546.4922
| 3100 | Zemlya Bunge | 74.883 | 142.2 | 10 | 4337.8449 | 8033.6887
| 3101 | Zhalpaqtal | 49.667 | 49.483 | 10 | 1742.5621 | 3227.2249
| 3102 | Zhangiztobe | 49.217 | 81.217 | 455 | 2681.4389 | 4966.0248
| 3103 | Zhangzhou | 24.633 | 117.65 | 24 | 4468.4753 | 8275.6162
| 3104 | Zhaotong | 27.333 | 103.75 | 1950 | 3701.9796 | 6856.0662
| 3105 | Zharkent | 44.167 | 80.067 | 645 | 2547.8574 | 4718.6319
| 3106 | Zhelaniya Cape | 76.953 | 68.554 | 8 | 3388.2784 | 6275.0915
| 3107 | Zhenan | 33.417 | 109.15 | 610 | 3897.7966 | 7218.7193
| 3108 | Zhetikara | 52.183 | 61.233 | 263 | 2128.9418 | 3942.8001
| 3109 | Zhijiang | 27.45 | 109.683 | 273 | 4007.8307 | 7422.5025
| 3110 | Zhizhgin | 65.2 | 36.817 | 17 | 2537.5261 | 4699.4983
| 3111 | Zhosaly | 45.5 | 64.083 | 103 | 1958.9935 | 3628.0559
| 3112 | Zhytkavichy | 52.214 | 27.869 | 137 | 1786.5181 | 3308.6316
| 3113 | Zihuatanejo | 17.65 | -101.45 | 6 | 7282.0128 | 13486.2877
| 3114 | Zilair | 52.217 | 57.4 | 521 | 2036.3342 | 3771.291
| 3115 | Zinder AP | 13.779 | 8.984 | 462.1 | 1580.8072 | 2927.6549
| 3116 | Zlikha | 45.25 | 67.067 | 138 | 2058.209 | 3811.8031
| 3117 | Zohova Island | 76.15 | 152.833 | 14 | 4444.8908 | 8231.9378
| 3118 | Zolotoy Cape | 47.317 | 138.983 | 26 | 4938.3029 | 9145.737
| 3119 | Zunhua | 40.2 | 117.967 | 152 | 4221.1914 | 7817.6464
| 3120 | Zuwara | 32.883 | 12.083 | 3 | 1350.0197 | 2500.2365
| 3121 | Zvenihorodka | 49.082 | 30.893 | 215 | 1579.8048 | 2925.7984
| 3122 | Zyryanka | 65.733 | 150.9 | 43 | 4747.9651 | 8793.2315